## Sheet1
item_block | id | name | qty | uom | formula | factor | costx1 | costx2
O | Code | Description | Group or Qty/Waste/Disc formula | UOM | Rate formula | Factor | Product formula | Include
O |  | Cell S2 - enter number of CITY required, ie, 1 to 6 (more are possible) |  | keep | copy from sample file | enter for sheet/lgth or 1
O |  | This controls the formula for different CITY's before saving as csv for each CITY
O
O | Save as csv file, then copy/paste values over columns D to I, then delete columns J onwards - caution, only once saved as csv file
O | Delete lines above and including this row when saving as csv file
I | T14.00.001 | Masonry | T14.00_Masonry
I | T14.00.004 | Rates are for new work only | T14.00_Masonry
I | T14.00.007 | For alterations and additions, | T14.00_Masonry
I | T14.00.010 | Rates are based on quantities of more than 100m2. Prices include fixing, bedding, pointing, ties, cramps, dowels, cutting to size and setting out, but exclude making good to unprepared surfaces. | T14.00_Masonry
I | T14.00.013 | $Value/m2 given is indicative value for material to be supplied. Adjust rates as necessary if more or less expensive product to be used. | T14.00_Masonry
I | T14.01.001 | Marble Facing | T14.01_Marble Facing
I | T14.01.004 | <b>Wall Facing,</b> 20mm thick, sawn face, honed and filled, including fixing clamps ($350/m2) | T14.01_Marble Facing | m2 | 570.6982
I | T14.01.007 | <b>Add</b> extra for | T14.01_Marble Facing
I | T14.01.010 | Polished finish | T14.01_Marble Facing | m2
I | T14.01.013 | Channel fixings | T14.01_Marble Facing | m2 | 54.8748
I | T14.01.016 |  | T14.01_Marble Facing |  | 98.7747
I | T14.01.019 | Arrised and polished edges | T14.01_Marble Facing | m | 38.4124
I | T14.01.022 | Rounded and polished edges | T14.01_Marble Facing | m | 87.7997
I | T14.01.025 | <b>Tiles,</b> 300mm x 300mm x 10mm thick, pre-polished | T14.01_Marble Facing
I | T14.01.028 | Low cost ($80/m2) | T14.01_Marble Facing | m2 | 219.4993
I | T14.01.031 | Medium cost ($130/m2) | T14.01_Marble Facing | m2 | 274.3741
I | T14.01.034 | High cost ($240/m2) | T14.01_Marble Facing | m2 | 395.0987
I | T14.02.001 | Marble Paving | T14.01_Marble Facing
I | T14.02.004 | <b>Slab Paving,</b> honed and filled, laid in mortar bed, 20mm thick, ($300/m2) | T14.02_Marble Paving | m2 | 471.9235
I | T14.02.007 | <b>Add</b> extra for | T14.02_Marble Paving
I | T14.02.010 | Fixing as skirtings or stair treads and risers | T14.02_Marble Paving | % | 55.9947
I | T14.02.013 | Polished finish | T14.02_Marble Paving | m2 | 42.8024
I | T14.02.016 | <b>Tiles,</b> 300mm x 300mm, honed and filled, laid in mortar bed | T14.02_Marble Paving
I | T14.02.019 | 10mm thick | T14.02_Marble Paving
I | T14.02.022 | Low cost ($80/m2) | T14.02_Marble Paving | m2 | 208.5243
I | T14.02.025 | Medium cost ($130/m2) | T14.02_Marble Paving | m2 | 263.3992
I | T14.02.028 | High cost ($240/m2) | T14.02_Marble Paving | m2 | 384.1238
I | T14.02.031 | 15mm thick | T14.02_Marble Paving
I | T14.02.034 | Low cost ($100/m2) | T14.02_Marble Paving | m2 | 219.4993
I | T14.02.037 | Medium cost ($150/m2) | T14.02_Marble Paving | m2 | 279.8616
I | T14.02.040 | High cost ($260/m2) | T14.02_Marble Paving | m2 | 406.0737
I | T14.02.043 | <b>Add</b> extra for | T14.02_Marble Paving
I | T14.02.046 | Polished finish | T14.02_Marble Paving | m2
I | T14.02.049 | Fixing as skirtings or stair treads/risers | T14.02_Marble Paving | % | 55.9947
I | T14.02.052 | Carborundum slip resistant strips | T14.02_Marble Paving
I | T14.03.001 | Granite Facing | T14.03_Granite Facing
I | T14.03.004 | <b>Wall Facing,</b> 25mm thick, polished finish, including fixing clamps | T14.03_Granite Facing
I | T14.03.007 | Low cost ($350/m2) | T14.03_Granite Facing | m2 | 603.6231
I | T14.03.010 | Medium cost ($450/m2) | T14.03_Granite Facing | m2 | 713.3727
I | T14.03.013 | High cost ($550/m2) | T14.03_Granite Facing | m2 | 823.1224
I | T14.03.016 | <b>Add</b> extra for | T14.03_Granite Facing
I | T14.03.019 | Channel fixings | T14.03_Granite Facing | m2 | 54.8748
I | T14.03.022 |  | T14.03_Granite Facing |  | 98.7747
I | T14.03.025 | Arrised and polished edges | T14.03_Granite Facing | m | 38.4124
I | T14.03.028 | Rounded and polished edges | T14.03_Granite Facing | m | 107.5547
I | T14.03.031 | <b>Tiles,</b> 300mm x 300mm x 10mm thick, pre-polished | T14.03_Granite Facing
I | T14.03.034 | Low cost ($140/m2) | T14.03_Granite Facing | m2 | 285.3491
I | T14.03.037 | Medium cost ($200/m2) | T14.03_Granite Facing | m2 | 351.1989
I | T14.03.040 | High cost ($295/m2) | T14.03_Granite Facing | m2 | 455.4611
I | T14.04.001 | Granite Paving | T14.04_Granite Paving
I | T14.04.004 | <b>Slab Paving,</b> 20mm thick, polished finish, laid in mortar bed | T14.04_Granite Paving
I | T14.04.007 | Low cost ($300/m2) | T14.04_Granite Paving | m2 | 449.9736
I | T14.04.010 | Medium cost ($400/m2) | T14.04_Granite Paving | m2 | 559.7232
I | T14.04.013 | High cost ($550/m2) | T14.04_Granite Paving | m2 | 735.3227
I | T14.04.016 | <b>Add</b> extra for | T14.04_Granite Paving
I | T14.04.019 | Fixing as skirting or stair treads and risers | T14.04_Granite Paving | % | 55.9947
I | T14.04.022 | Honed finish | T14.04_Granite Paving
I | T14.04.025 | <b>Tiles,</b> 300mm x 300mm x 10mm thick, polished finish, laid in mortar bed | T14.04_Granite Paving
I | T14.04.028 | Low cost ($140/m2) | T14.04_Granite Paving | m2 | 274.3741
I | T14.04.031 | Medium cost ($190/m2) | T14.04_Granite Paving | m2 | 329.249
I | T14.04.034 | High cost ($240/m2) | T14.04_Granite Paving | m2 | 384.1238
I | T14.04.037 | <b>Tiles,</b> 600mm x 300mm x 15mm thick, polished finish laid in mortar bed | T14.04_Granite Paving
I | T14.04.040 | Low cost ($160/m2) | T14.04_Granite Paving | m2 | 296.3241
I | T14.04.043 | Medium cost ($230/m2) | T14.04_Granite Paving | m2 | 373.1488
I | T14.04.046 | High cost ($340/m2) | T14.04_Granite Paving | m2 | 493.8734
I | T14.04.049 | <b>Add</b> extra for | T14.04_Granite Paving
I | T14.04.052 | Fixing as skirtings or stair treads and risers | T14.04_Granite Paving | % | 55.9947
I | T14.04.055 | Honed finish | T14.04_Granite Paving
I | T14.04.058 | For brass angles and edge trim, | T14.04_Granite Paving
I | T14.05.001 | Slate | T14.05_Slate
I | T14.05.004 | <b>Paving Tiles,</b> 300mm x 300mm, laid in mortar bed on concrete floor, 12mm nominal thickness | T14.05_Slate
I | T14.05.007 | Low cost ($30/m2) | T14.05_Slate | m2 | 98.7747
I | T14.05.010 | Medium cost ($45/m2) | T14.05_Slate | m2 | 115.2371
I | T14.05.013 | High cost ($65/m2) | T14.05_Slate | m2 | 137.1871
I | T14.05.016 | <b>Add</b> extra for | T14.05_Slate
I | T14.05.019 | Laying as skirting or stair treads and risers | T14.05_Slate | % | 55.9947
I | T14.05.022 | Laying on timber floor including separation membrane | T14.05_Slate | m2 | 10.975
I | T14.05.025 | Washing down with acid, and drying | T14.05_Slate | m2 | 5.4875
I | T14.05.028 | Sealing | T14.05_Slate | m2 | 15.365
I | T14.06.001 | Schist | T14.06_Schist
I | T14.06.004 | <b>Alexandra Schist</b> ‘Crawford Hills Stone’ | T14.06_Schist
I | T14.06.007 | Veneer work | T14.06_Schist | m2 | 384.1238
I | T14.06.010 | Paving work | T14.06_Schist | m2 | 252.4242
I | T14.06.013 | <b>Waitaha Schist</b> veneer work | T14.06_Schist | m2 | 411.5612
I | T14.06.016 | <b>Alpine Schist</b> | T14.06_Schist
I | T14.06.019 | Veneer work | T14.06_Schist | m2 | 411.5612
I | T14.06.022 | Paving work | T14.06_Schist | m2 | 197.5494
I | T14.07.001 | Oamaru Stone | T14.07_Oamaru Stone
I | T14.07.004 | <b>Oamaru Stone Veneer</b> | T14.07_Oamaru Stone
I | T14.07.007 | 100mm thick veneer | T14.07_Oamaru Stone | m2 | 181.0869
I | T14.07.010 | 60mm thick veneer mechanically fixed | T14.07_Oamaru Stone | m2 | 290.8366
I | T14.08.001 | Kaimai Stone | T14.08_Kaimai Stone
I | T14.08.004 | <b>Kaimai Stone</b> | T14.08_Kaimai Stone
I | T14.08.007 | Veneer work | T14.08_Kaimai Stone | m2 | 351.1989
I | T14.08.010 | Paving work | T14.08_Kaimai Stone | m2 | 197.5494
I | T14.09.001 | Paradise Stone | T14.09_Paradise Stone
I | T14.09.004 | <b>Paradise Stone</b> | T14.09_Paradise Stone
I | T14.09.007 | Veneer work | T14.09_Paradise Stone | m2 | 323.7615
I | T14.09.010 | Paving work | T14.09_Paradise Stone | m2 | 181.0869
I | T14.10.001 | Hinuera Stone | T14.10_Hinuera Stone
I | T14.10.004 | <b>Sawnstone</b> in veneer work | T14.10_Hinuera Stone
I | T14.10.007 | Natural finish | T14.10_Hinuera Stone
I | T14.10.010 | 600mm x 300mm x 90mm | T14.10_Hinuera Stone | m2 | 155.8445
I | T14.10.013 |  | T14.10_Hinuera Stone |  | 188.7694
I | T14.10.016 | 200mm high, random length | T14.10_Hinuera Stone | m2 | 159.137
I | T14.10.019 |  | T14.10_Hinuera Stone |  | 192.0619
I | T14.10.022 | Golden Haze finish | T14.10_Hinuera Stone
I | T14.10.025 | 600mm x 300mm x 90mm | T14.10_Hinuera Stone | m2 | 186.5744
I | T14.10.028 |  | T14.10_Hinuera Stone |  | 219.4993
I | T14.10.031 | 200mm high, random length | T14.10_Hinuera Stone | m2 | 192.0619
I | T14.10.034 |  | T14.10_Hinuera Stone |  | 224.9868
I | T14.10.037 | <b>Hinuera Stone</b> in 25mm paving slabs | T14.10_Hinuera Stone
I | T14.10.040 | Natural finish | T14.10_Hinuera Stone
I | T14.10.043 | 300mm x 300mm or 600mm x 300mm | T14.10_Hinuera Stone | m2 | 192.0619
I | T14.10.046 |  | T14.10_Hinuera Stone |  | 230.4743
I | T14.10.049 | 500mm x 500mm | T14.10_Hinuera Stone | m2 | 192.0619
I | T14.10.052 |  | T14.10_Hinuera Stone |  | 230.4743
I | T14.10.055 | <b>Golden Haze finish</b> in 25mm paving slabs | T14.10_Hinuera Stone
I | T14.10.058 | 300mm x 300mm or 600mm x 300mm | T14.10_Hinuera Stone | m2 | 235.9617
I | T14.10.061 |  | T14.10_Hinuera Stone |  | 274.3741
I | T14.10.064 | 500mm x 500mm | T14.10_Hinuera Stone | m2 | 235.9617
I | T14.10.067 |  | T14.10_Hinuera Stone |  | 274.3741
I | T14.11.001 | Moss Rock | T14.11_Moss Rock
I | T14.11.004 | <b>Moss Rock</b> | T14.11_Moss Rock
I | T14.11.007 | Veneer work | T14.11_Moss Rock | m2 | 307.299
I | T14.11.010 | Garden walling | T14.11_Moss Rock | m2 | 153.6495
I | T14.12.001 | Terrazzo | T14.12_Terrazzo
I | T14.12.004 | <b>Terrazzo Tiles,</b> in mortar bed on concrete floor including grouting and polishing | T14.12_Terrazzo
I | T14.12.007 | 300mm x 300mm x 25mm | T14.12_Terrazzo | m2 | 142.6745
I | T14.12.010 |  | T14.12_Terrazzo |  | 164.6245
I | T14.12.013 | 400mm x 400mm x 35mm | T14.12_Terrazzo | m2 | 164.6245
I | T14.12.016 |  | T14.12_Terrazzo |  | 186.5744
I | T14.12.019 | <b>Precast Terrazzo Stair Tread and Riser Unit,</b> closed tread type, 320mm x 170mm high x 50mm thick, fixed to steel framing | T14.12_Terrazzo
I | T14.12.022 | 1000mm wide | T14.12_Terrazzo | No | 329.249
I | T14.12.025 | 1200mm wide | T14.12_Terrazzo | No | 389.6113
I | T14.12.028 | 1500mm wide | T14.12_Terrazzo | No | 488.3859
I | T14.12.031 | 1800mm wide | T14.12_Terrazzo | No | 587.1606
I | T14.12.034 | <b>Precast Terrazzo Stair Tread,</b> open tread type, 300mm tread x 50mm thick, fixed to steel framing | T14.12_Terrazzo
I | T14.12.037 | 1000mm wide | T14.12_Terrazzo | No | 192.0619
I | T14.12.040 | 1200mm wide | T14.12_Terrazzo | No | 230.4743
I | T14.12.043 | 1500mm wide | T14.12_Terrazzo | No | 285.3491
I | T14.12.046 | 1800mm wide | T14.12_Terrazzo | No | 334.7364
I | T20.00.001 | Windows | T20.00_Windows
I | T20.01.001 | Timber Windows | T20.01_Timber Windows
I | T20.01.004 |  | T20.01_Timber Windows
I | T20.01.007 | Rates for windows are based on stock pattern sections, single site glazing with clear glass, fixed in position, complete with hardware, unless otherwise stated. | T20.01_Timber Windows
I | T20.01.010 | <b>Pine Windows,</b> in H3 FJ RP, fixed light or opening sash | T20.01_Timber Windows
I | T20.01.013 | Standard Style, less than 0.5m2 in area | T20.01_Timber Windows | m2 | 1054.2713
I | T20.01.016 |  | T20.01_Timber Windows |  | 1364.6956
I | T20.01.019 | Over 0.5m2, less than 1.0m2 in area | T20.01_Timber Windows | m2 | 837.56
I | T20.01.022 |  | T20.01_Timber Windows |  | 1054.2713
I | T20.01.025 | Over 1.0m2, less than 3.0m2 in area | T20.01_Timber Windows | m2 | 562.278
I | T20.01.028 |  | T20.01_Timber Windows |  | 872.7023
I | T20.01.031 | Over 3.0m2 in area | T20.01_Timber Windows | m2 | 532.9927
I | T20.01.034 |  | T20.01_Timber Windows |  | 562.278
I | T20.01.037 | Colonial Style, less than 0.5m2 in area | T20.01_Timber Windows | m2 | 1183.1266
I | T20.01.040 |  | T20.01_Timber Windows |  | 1493.551
I | T20.01.043 | Over 0.5m2, less than 1.0m2 in area | T20.01_Timber Windows | m2 | 872.7023
I | T20.01.046 |  | T20.01_Timber Windows |  | 1124.556
I | T20.01.049 | Over 1.0m2, less than 3.0m2 in area | T20.01_Timber Windows | m2 | 620.8486
I | T20.01.052 |  | T20.01_Timber Windows |  | 931.273
I | T20.01.055 | Over 3.0m2 in area | T20.01_Timber Windows | m2 | 562.278
I | T20.01.058 |  | T20.01_Timber Windows |  | 620.8486
I | T20.01.061 | <b>Pine Windows,</b> with cedar sashes and finger jointed pine sills | T20.01_Timber Windows
I | T20.01.064 | Standard Style, less than 0.5m2 in area | T20.01_Timber Windows | m2 | 1212.412
I | T20.01.067 |  | T20.01_Timber Windows |  | 1522.8363
I | T20.01.070 | Over 0.5m2, less than 1.0m2 in area | T20.01_Timber Windows | m2 | 901.9876
I | T20.01.073 |  | T20.01_Timber Windows |  | 1153.8413
I | T20.01.076 | Over 1.0m2, less than 3.0m2 in area | T20.01_Timber Windows | m2 | 620.8486
I | T20.01.079 |  | T20.01_Timber Windows |  | 960.5583
I | T20.01.082 | Over 3.0m2 in area | T20.01_Timber Windows | m2 | 591.5633
I | T20.01.085 |  | T20.01_Timber Windows |  | 620.8486
I | T20.01.088 | Colonial Style, less than 0.5m2 in area | T20.01_Timber Windows | m2 | 1610.6922
I | T20.01.091 |  | T20.01_Timber Windows |  | 1921.1165
I | T20.01.094 | Over 0.5m2, less than 1.0m2 in area | T20.01_Timber Windows | m2 | 989.8436
I | T20.01.097 |  | T20.01_Timber Windows |  | 1610.6922
I | T20.01.100 | Over 1.0m2, less than 3.0m2 in area | T20.01_Timber Windows | m2 | 679.4193
I | T20.01.103 |  | T20.01_Timber Windows |  | 989.8436
I | T20.01.106 | Over 3.0m2 in area | T20.01_Timber Windows | m2 | 609.1345
I | T20.01.109 |  | T20.01_Timber Windows |  | 679.4193
I | T20.01.207 | Rates for windows are based on stock pattern sections, fixed in position | T20.01_Timber Windows
I | T20.01.208 | Add for hardware,
I | T20.01.210 | Add for glazing, | T20.01_Timber Windows
I | T20.01.214 | Add for window sealing system to opening, | T20.01_Timber Windows
I | T20.01.400 | <b>Pine Windows,</b> with cedar sashes and finger jointed pine sills | T20.01_Timber Windows
I | T20.01.405 | Sash window, double glazed | T20.01_Timber Windows
I | T20.01.408 | One fixed and one sliding sash | T20.01_Timber Windows | no
I | T20.01.415 | 600mm x 600mm | T20.01_Timber Windows | no
B | SS1PQ | Sash window 600x600 Pine or Cedar, two panes, one sliding | 1 | ea | =XGETRATE("MAT",$A1,2) | 1 | =PRODUCT(C1*E1,F1) | =G1
B |  | Discount | =XGETVALUE("Discount 5%",3) | % | =SUBTOTAL(G1:G1) | 1 | =PRODUCT(C2*E2,F2) | =G2
B |  | Waste | =XGETVALUE("Waste 5%",3) | % | =SUBTOTAL(G1:G2) | 1 | =PRODUCT(C3*E3,F3) | =G3
B | PM_41FAS_484 | W/SCREW SFAST SQ DC SS 10X 65MM JAR100 | 8 | ea | =XGETRATE("SUP1",$A4,2) | 0.01 | =PRODUCT(C4*E4,F4) | =G4
B |  | Discount | =XGETVALUE("Discount 5%",3) | % | =SUBTOTAL(G4:G4) | 1 | =PRODUCT(C5*E5,F5) | =G5
B |  | Waste | =XGETVALUE("Waste 5%",3) | % | =SUBTOTAL(G4:G5) | 1 | =PRODUCT(C6*E6,F6) | =G6
B | CarpA | Carpenter | 3 | hrs | =XGETRATE("LAB1",$A7,2) | 1 | =PRODUCT(C7*E7,F7) | =G7
B |  | Margin | =XGETVALUE("Builders margin",3) | % | =SUBTOTAL(G1:G7) | 1 | =PRODUCT(C8*E8,F8) | =G8
I | T20.01.418 | 600mm x 1000mm | T20.01_Timber Windows | no
B | SS2PQ | Sash window 600x1000 Pine or Cedar, two panes, one sliding | 1 | ea | =XGETRATE("MAT",$A1,2) | 1 | =PRODUCT(C1*E1,F1) | =G1
B |  | Discount | =XGETVALUE("Discount 5%",3) | % | =SUBTOTAL(G1:G1) | 1 | =PRODUCT(C2*E2,F2) | =G2
B |  | Waste | =XGETVALUE("Waste 5%",3) | % | =SUBTOTAL(G1:G2) | 1 | =PRODUCT(C3*E3,F3) | =G3
B | PM_41FAS_484 | W/SCREW SFAST SQ DC SS 10X 65MM JAR100 | 10 | ea | =XGETRATE("SUP1",$A4,2) | 0.01 | =PRODUCT(C4*E4,F4) | =G4
B |  | Discount | =XGETVALUE("Discount 5%",3) | % | =SUBTOTAL(G4:G4) | 1 | =PRODUCT(C5*E5,F5) | =G5
B |  | Waste | =XGETVALUE("Waste 5%",3) | % | =SUBTOTAL(G4:G5) | 1 | =PRODUCT(C6*E6,F6) | =G6
B | CarpA | Carpenter | 3 | hrs | =XGETRATE("LAB1",$A7,2) | 1 | =PRODUCT(C7*E7,F7) | =G7
B |  | Margin | =XGETVALUE("Builders margin",3) | % | =SUBTOTAL(G1:G7) | 1 | =PRODUCT(C8*E8,F8) | =G8
I | T20.01.421 | 800mm x 600mm | T20.01_Timber Windows | no
B | SS3PQ | Sash window 800x600 Pine or Cedar, two panes, one sliding | 1 | ea | =XGETRATE("MAT",$A1,2) | 1 | =PRODUCT(C1*E1,F1) | =G1
B |  | Discount | =XGETVALUE("Discount 5%",3) | % | =SUBTOTAL(G1:G1) | 1 | =PRODUCT(C2*E2,F2) | =G2
B |  | Waste | =XGETVALUE("Waste 5%",3) | % | =SUBTOTAL(G1:G2) | 1 | =PRODUCT(C3*E3,F3) | =G3
B | PM_41FAS_484 | W/SCREW SFAST SQ DC SS 10X 65MM JAR100 | 8 | ea | =XGETRATE("SUP1",$A4,2) | 0.01 | =PRODUCT(C4*E4,F4) | =G4
B |  | Discount | =XGETVALUE("Discount 5%",3) | % | =SUBTOTAL(G4:G4) | 1 | =PRODUCT(C5*E5,F5) | =G5
B |  | Waste | =XGETVALUE("Waste 5%",3) | % | =SUBTOTAL(G4:G5) | 1 | =PRODUCT(C6*E6,F6) | =G6
B | CarpA | Carpenter | 3 | hrs | =XGETRATE("LAB1",$A7,2) | 1 | =PRODUCT(C7*E7,F7) | =G7
B |  | Margin | =XGETVALUE("Builders margin",3) | % | =SUBTOTAL(G1:G7) | 1 | =PRODUCT(C8*E8,F8) | =G8
I | T20.01.424 | 1200mm x 600mm | T20.01_Timber Windows | no
B | SS4PQ | Sash window 1200x600 Pine or Cedar, two panes, one sliding | 1 | ea | =XGETRATE("MAT",$A1,2) | 1 | =PRODUCT(C1*E1,F1) | =G1
B |  | Discount | =XGETVALUE("Discount 5%",3) | % | =SUBTOTAL(G1:G1) | 1 | =PRODUCT(C2*E2,F2) | =G2
B |  | Waste | =XGETVALUE("Waste 5%",3) | % | =SUBTOTAL(G1:G2) | 1 | =PRODUCT(C3*E3,F3) | =G3
B | PM_41FAS_484 | W/SCREW SFAST SQ DC SS 10X 65MM JAR100 | 10 | ea | =XGETRATE("SUP1",$A4,2) | 0.01 | =PRODUCT(C4*E4,F4) | =G4
B |  | Discount | =XGETVALUE("Discount 5%",3) | % | =SUBTOTAL(G4:G4) | 1 | =PRODUCT(C5*E5,F5) | =G5
B |  | Waste | =XGETVALUE("Waste 5%",3) | % | =SUBTOTAL(G4:G5) | 1 | =PRODUCT(C6*E6,F6) | =G6
B | CarpA | Carpenter | 4 | hrs | =XGETRATE("LAB1",$A7,2) | 1 | =PRODUCT(C7*E7,F7) | =G7
B |  | Margin | =XGETVALUE("Builders margin",3) | % | =SUBTOTAL(G1:G7) | 1 | =PRODUCT(C8*E8,F8) | =G8
I | T20.01.427 | 1200mm x 800mm | T20.01_Timber Windows | no
B | SS5PQ | Sash window 1200x800 Pine or Cedar, two panes, one sliding | 1 | ea | =XGETRATE("MAT",$A1,2) | 1 | =PRODUCT(C1*E1,F1) | =G1
B |  | Discount | =XGETVALUE("Discount 5%",3) | % | =SUBTOTAL(G1:G1) | 1 | =PRODUCT(C2*E2,F2) | =G2
B |  | Waste | =XGETVALUE("Waste 5%",3) | % | =SUBTOTAL(G1:G2) | 1 | =PRODUCT(C3*E3,F3) | =G3
B | PM_41FAS_484 | W/SCREW SFAST SQ DC SS 10X 65MM JAR100 | 10 | ea | =XGETRATE("SUP1",$A4,2) | 0.01 | =PRODUCT(C4*E4,F4) | =G4
B |  | Discount | =XGETVALUE("Discount 5%",3) | % | =SUBTOTAL(G4:G4) | 1 | =PRODUCT(C5*E5,F5) | =G5
B |  | Waste | =XGETVALUE("Waste 5%",3) | % | =SUBTOTAL(G4:G5) | 1 | =PRODUCT(C6*E6,F6) | =G6
B | CarpA | Carpenter | 4 | hrs | =XGETRATE("LAB1",$A7,2) | 1 | =PRODUCT(C7*E7,F7) | =G7
B |  | Margin | =XGETVALUE("Builders margin",3) | % | =SUBTOTAL(G1:G7) | 1 | =PRODUCT(C8*E8,F8) | =G8
I | T20.01.430 | 1200mm x 1000mm | T20.01_Timber Windows | no
B | SS6PQ | Sash window 1200x1000 Pine or Cedar, two panes, one sliding | 1 | ea | =XGETRATE("MAT",$A1,2) | 1 | =PRODUCT(C1*E1,F1) | =G1
B |  | Discount | =XGETVALUE("Discount 5%",3) | % | =SUBTOTAL(G1:G1) | 1 | =PRODUCT(C2*E2,F2) | =G2
B |  | Waste | =XGETVALUE("Waste 5%",3) | % | =SUBTOTAL(G1:G2) | 1 | =PRODUCT(C3*E3,F3) | =G3
B | PM_41FAS_484 | W/SCREW SFAST SQ DC SS 10X 65MM JAR100 | 10 | ea | =XGETRATE("SUP1",$A4,2) | 0.01 | =PRODUCT(C4*E4,F4) | =G4
B |  | Discount | =XGETVALUE("Discount 5%",3) | % | =SUBTOTAL(G4:G4) | 1 | =PRODUCT(C5*E5,F5) | =G5
B |  | Waste | =XGETVALUE("Waste 5%",3) | % | =SUBTOTAL(G4:G5) | 1 | =PRODUCT(C6*E6,F6) | =G6
B | CarpA | Carpenter | 4 | hrs | =XGETRATE("LAB1",$A7,2) | 1 | =PRODUCT(C7*E7,F7) | =G7
B |  | Margin | =XGETVALUE("Builders margin",3) | % | =SUBTOTAL(G1:G7) | 1 | =PRODUCT(C8*E8,F8) | =G8
I | T20.01.433 | 1600mm x 600mm | T20.01_Timber Windows | no
B | SS7PQ | Sash window 1600x600 Pine or Cedar, two panes, one sliding | 1 | ea | =XGETRATE("MAT",$A1,2) | 1 | =PRODUCT(C1*E1,F1) | =G1
B |  | Discount | =XGETVALUE("Discount 5%",3) | % | =SUBTOTAL(G1:G1) | 1 | =PRODUCT(C2*E2,F2) | =G2
B |  | Waste | =XGETVALUE("Waste 5%",3) | % | =SUBTOTAL(G1:G2) | 1 | =PRODUCT(C3*E3,F3) | =G3
B | PM_41FAS_484 | W/SCREW SFAST SQ DC SS 10X 65MM JAR100 | 10 | ea | =XGETRATE("SUP1",$A4,2) | 0.01 | =PRODUCT(C4*E4,F4) | =G4
B |  | Discount | =XGETVALUE("Discount 5%",3) | % | =SUBTOTAL(G4:G4) | 1 | =PRODUCT(C5*E5,F5) | =G5
B |  | Waste | =XGETVALUE("Waste 5%",3) | % | =SUBTOTAL(G4:G5) | 1 | =PRODUCT(C6*E6,F6) | =G6
B | CarpA | Carpenter | 4 | hrs | =XGETRATE("LAB1",$A7,2) | 1 | =PRODUCT(C7*E7,F7) | =G7
B |  | Margin | =XGETVALUE("Builders margin",3) | % | =SUBTOTAL(G1:G7) | 1 | =PRODUCT(C8*E8,F8) | =G8
I | T20.01.436 | 1800mm x 1000mm | T20.01_Timber Windows | no
B | SS8PQ | Sash window 1800x1000 Pine or Cedar, two panes, one sliding | 1 | ea | =XGETRATE("MAT",$A1,2) | 1 | =PRODUCT(C1*E1,F1) | =G1
B |  | Discount | =XGETVALUE("Discount 5%",3) | % | =SUBTOTAL(G1:G1) | 1 | =PRODUCT(C2*E2,F2) | =G2
B |  | Waste | =XGETVALUE("Waste 5%",3) | % | =SUBTOTAL(G1:G2) | 1 | =PRODUCT(C3*E3,F3) | =G3
B | PM_41FAS_484 | W/SCREW SFAST SQ DC SS 10X 65MM JAR100 | 10 | ea | =XGETRATE("SUP1",$A4,2) | 0.01 | =PRODUCT(C4*E4,F4) | =G4
B |  | Discount | =XGETVALUE("Discount 5%",3) | % | =SUBTOTAL(G4:G4) | 1 | =PRODUCT(C5*E5,F5) | =G5
B |  | Waste | =XGETVALUE("Waste 5%",3) | % | =SUBTOTAL(G4:G5) | 1 | =PRODUCT(C6*E6,F6) | =G6
B | CarpA | Carpenter | 5 | hrs | =XGETRATE("LAB1",$A7,2) | 1 | =PRODUCT(C7*E7,F7) | =G7
B |  | Margin | =XGETVALUE("Builders margin",3) | % | =SUBTOTAL(G1:G7) | 1 | =PRODUCT(C8*E8,F8) | =G8
I | T20.01.439 | Two fixed and two sliding sashes | T20.01_Timber Windows
I | T20.01.442 | 600mm x 1200mm | T20.01_Timber Windows | no
B | SS9PQ | Sash window 600x1200 Pine or Cedar, four panes, two sliding | 1 | ea | =XGETRATE("MAT",$A1,2) | 1 | =PRODUCT(C1*E1,F1) | =G1
B |  | Discount | =XGETVALUE("Discount 5%",3) | % | =SUBTOTAL(G1:G1) | 1 | =PRODUCT(C2*E2,F2) | =G2
B |  | Waste | =XGETVALUE("Waste 5%",3) | % | =SUBTOTAL(G1:G2) | 1 | =PRODUCT(C3*E3,F3) | =G3
B | PM_41FAS_484 | W/SCREW SFAST SQ DC SS 10X 65MM JAR100 | 10 | ea | =XGETRATE("SUP1",$A4,2) | 0.01 | =PRODUCT(C4*E4,F4) | =G4
B |  | Discount | =XGETVALUE("Discount 5%",3) | % | =SUBTOTAL(G4:G4) | 1 | =PRODUCT(C5*E5,F5) | =G5
B |  | Waste | =XGETVALUE("Waste 5%",3) | % | =SUBTOTAL(G4:G5) | 1 | =PRODUCT(C6*E6,F6) | =G6
B | CarpA | Carpenter | 4 | hrs | =XGETRATE("LAB1",$A7,2) | 1 | =PRODUCT(C7*E7,F7) | =G7
B |  | Margin | =XGETVALUE("Builders margin",3) | % | =SUBTOTAL(G1:G7) | 1 | =PRODUCT(C8*E8,F8) | =G8
I | T20.01.445 | 1200mm x 1200mm | T20.01_Timber Windows | no
B | SS10PQ | Sash window 1200x1200 Pine or Cedar, four panes, two sliding | 1 | ea | =XGETRATE("MAT",$A1,2) | 1 | =PRODUCT(C1*E1,F1) | =G1
B |  | Discount | =XGETVALUE("Discount 5%",3) | % | =SUBTOTAL(G1:G1) | 1 | =PRODUCT(C2*E2,F2) | =G2
B |  | Waste | =XGETVALUE("Waste 5%",3) | % | =SUBTOTAL(G1:G2) | 1 | =PRODUCT(C3*E3,F3) | =G3
B | PM_41FAS_484 | W/SCREW SFAST SQ DC SS 10X 65MM JAR100 | 10 | ea | =XGETRATE("SUP1",$A4,2) | 0.01 | =PRODUCT(C4*E4,F4) | =G4
B |  | Discount | =XGETVALUE("Discount 5%",3) | % | =SUBTOTAL(G4:G4) | 1 | =PRODUCT(C5*E5,F5) | =G5
B |  | Waste | =XGETVALUE("Waste 5%",3) | % | =SUBTOTAL(G4:G5) | 1 | =PRODUCT(C6*E6,F6) | =G6
B | CarpA | Carpenter | 5 | hrs | =XGETRATE("LAB1",$A7,2) | 1 | =PRODUCT(C7*E7,F7) | =G7
B |  | Margin | =XGETVALUE("Builders margin",3) | % | =SUBTOTAL(G1:G7) | 1 | =PRODUCT(C8*E8,F8) | =G8
I | T20.01.448 | 1200mm x 1400mm | T20.01_Timber Windows | no
B | SS11PQ | Sash window 1200x1400 Pine or Cedar, four panes, two sliding | 1 | ea | =XGETRATE("MAT",$A1,2) | 1 | =PRODUCT(C1*E1,F1) | =G1
B |  | Discount | =XGETVALUE("Discount 5%",3) | % | =SUBTOTAL(G1:G1) | 1 | =PRODUCT(C2*E2,F2) | =G2
B |  | Waste | =XGETVALUE("Waste 5%",3) | % | =SUBTOTAL(G1:G2) | 1 | =PRODUCT(C3*E3,F3) | =G3
B | PM_41FAS_484 | W/SCREW SFAST SQ DC SS 10X 65MM JAR100 | 10 | ea | =XGETRATE("SUP1",$A4,2) | 0.01 | =PRODUCT(C4*E4,F4) | =G4
B |  | Discount | =XGETVALUE("Discount 5%",3) | % | =SUBTOTAL(G4:G4) | 1 | =PRODUCT(C5*E5,F5) | =G5
B |  | Waste | =XGETVALUE("Waste 5%",3) | % | =SUBTOTAL(G4:G5) | 1 | =PRODUCT(C6*E6,F6) | =G6
B | CarpA | Carpenter | 5 | hrs | =XGETRATE("LAB1",$A7,2) | 1 | =PRODUCT(C7*E7,F7) | =G7
B |  | Margin | =XGETVALUE("Builders margin",3) | % | =SUBTOTAL(G1:G7) | 1 | =PRODUCT(C8*E8,F8) | =G8
I | T20.01.451 | 1800mm x 1200mm | T20.01_Timber Windows | no
B | SS12PQ | Sash window 1800x1200 Pine or Cedar, four panes, two sliding | 1 | ea | =XGETRATE("MAT",$A1,2) | 1 | =PRODUCT(C1*E1,F1) | =G1
B |  | Discount | =XGETVALUE("Discount 5%",3) | % | =SUBTOTAL(G1:G1) | 1 | =PRODUCT(C2*E2,F2) | =G2
B |  | Waste | =XGETVALUE("Waste 5%",3) | % | =SUBTOTAL(G1:G2) | 1 | =PRODUCT(C3*E3,F3) | =G3
B | PM_41FAS_484 | W/SCREW SFAST SQ DC SS 10X 65MM JAR100 | 10 | ea | =XGETRATE("SUP1",$A4,2) | 0.01 | =PRODUCT(C4*E4,F4) | =G4
B |  | Discount | =XGETVALUE("Discount 5%",3) | % | =SUBTOTAL(G4:G4) | 1 | =PRODUCT(C5*E5,F5) | =G5
B |  | Waste | =XGETVALUE("Waste 5%",3) | % | =SUBTOTAL(G4:G5) | 1 | =PRODUCT(C6*E6,F6) | =G6
B | CarpA | Carpenter | 5 | hrs | =XGETRATE("LAB1",$A7,2) | 1 | =PRODUCT(C7*E7,F7) | =G7
B |  | Margin | =XGETVALUE("Builders margin",3) | % | =SUBTOTAL(G1:G7) | 1 | =PRODUCT(C8*E8,F8) | =G8
I | T20.01.454 | 1800mm x 1400mm | T20.01_Timber Windows | no
B | SS13PQ | Sash window 1800x1400 Pine or Cedar, four panes, two sliding | 1 | ea | =XGETRATE("MAT",$A1,2) | 1 | =PRODUCT(C1*E1,F1) | =G1
B |  | Discount | =XGETVALUE("Discount 5%",3) | % | =SUBTOTAL(G1:G1) | 1 | =PRODUCT(C2*E2,F2) | =G2
B |  | Waste | =XGETVALUE("Waste 5%",3) | % | =SUBTOTAL(G1:G2) | 1 | =PRODUCT(C3*E3,F3) | =G3
B | PM_41FAS_484 | W/SCREW SFAST SQ DC SS 10X 65MM JAR100 | 10 | ea | =XGETRATE("SUP1",$A4,2) | 0.01 | =PRODUCT(C4*E4,F4) | =G4
B |  | Discount | =XGETVALUE("Discount 5%",3) | % | =SUBTOTAL(G4:G4) | 1 | =PRODUCT(C5*E5,F5) | =G5
B |  | Waste | =XGETVALUE("Waste 5%",3) | % | =SUBTOTAL(G4:G5) | 1 | =PRODUCT(C6*E6,F6) | =G6
B | CarpA | Carpenter | 6 | hrs | =XGETRATE("LAB1",$A7,2) | 1 | =PRODUCT(C7*E7,F7) | =G7
B |  | Margin | =XGETVALUE("Builders margin",3) | % | =SUBTOTAL(G1:G7) | 1 | =PRODUCT(C8*E8,F8) | =G8
I | T20.01.487 | Three fixed and three sliding sashes | T20.01_Timber Windows
I | T20.01.490 | 600mm x 1400mm | T20.01_Timber Windows | no
B | SS14PQ | Sash window 600x1400 Pine or Cedar, six panes, three sliding | 1 | ea | =XGETRATE("MAT",$A1,2) | 1 | =PRODUCT(C1*E1,F1) | =G1
B |  | Discount | =XGETVALUE("Discount 5%",3) | % | =SUBTOTAL(G1:G1) | 1 | =PRODUCT(C2*E2,F2) | =G2
B |  | Waste | =XGETVALUE("Waste 5%",3) | % | =SUBTOTAL(G1:G2) | 1 | =PRODUCT(C3*E3,F3) | =G3
B | PM_41FAS_484 | W/SCREW SFAST SQ DC SS 10X 65MM JAR100 | 10 | ea | =XGETRATE("SUP1",$A4,2) | 0.01 | =PRODUCT(C4*E4,F4) | =G4
B |  | Discount | =XGETVALUE("Discount 5%",3) | % | =SUBTOTAL(G4:G4) | 1 | =PRODUCT(C5*E5,F5) | =G5
B |  | Waste | =XGETVALUE("Waste 5%",3) | % | =SUBTOTAL(G4:G5) | 1 | =PRODUCT(C6*E6,F6) | =G6
B | CarpA | Carpenter | 4 | hrs | =XGETRATE("LAB1",$A7,2) | 1 | =PRODUCT(C7*E7,F7) | =G7
B |  | Margin | =XGETVALUE("Builders margin",3) | % | =SUBTOTAL(G1:G7) | 1 | =PRODUCT(C8*E8,F8) | =G8
I | T20.01.112 | <b>Glazed Screen,</b> timber | T20.01_Timber Windows
I | T20.01.115 | 10mm toughened glass | T20.01_Timber Windows | m2
B | PM_12MLD_370 | DOOR JAMB RAD FJ UT GVD (136X30) 150X40 | 8 | LM | =XGETRATE("SUP1",$A1,2) | 0.092593 | =PRODUCT(C1*E1,F1) | =G1
B |  | Discount | =XGETVALUE("Discount 5%",3) | % | =SUBTOTAL(G1:G1) | 1 | =PRODUCT(C2*E2,F2) | =G2
B |  | Waste | =XGETVALUE("Waste 5%",3) | % | =SUBTOTAL(G1:G2) | 1 | =PRODUCT(C3*E3,F3) | =G3
B | PM_12MLD_370 | DOOR JAMB RAD FJ UT GVD (136X30) 150X40 | 8.1 | LM | =XGETRATE("SUP1",$A4,2) | 0.092593 | =PRODUCT(C4*E4,F4) | =G4
B |  | Discount | =XGETVALUE("Discount 5%",3) | % | =SUBTOTAL(G4:G4) | 1 | =PRODUCT(C5*E5,F5) | =G5
B |  | Waste | =XGETVALUE("Waste 5%",3) | % | =SUBTOTAL(G4:G5) | 1 | =PRODUCT(C6*E6,F6) | =G6
B | PM_12MLD_367 | 30X10MM ASTCL GLAZING BEAD RAD CLEARS | 16 | LM | =XGETRATE("SUP1",$A7,2) | 0.092593 | =PRODUCT(C7*E7,F7) | =G7
B |  | Discount | =XGETVALUE("Discount 5%",3) | % | =SUBTOTAL(G7:G7) | 1 | =PRODUCT(C8*E8,F8) | =G8
B |  | Waste | =XGETVALUE("Waste 5%",3) | % | =SUBTOTAL(G7:G8) | 1 | =PRODUCT(C9*E9,F9) | =G9
B | PM_12MLD_367 | 30X10MM ASTCL GLAZING BEAD RAD CLEARS | 16.2 | LM | =XGETRATE("SUP1",$A10,2) | 0.092593 | =PRODUCT(C10*E10,F10) | =G10
B |  | Discount | =XGETVALUE("Discount 5%",3) | % | =SUBTOTAL(G10:G10) | 1 | =PRODUCT(C11*E11,F11) | =G11
B |  | Waste | =XGETVALUE("Waste 5%",3) | % | =SUBTOTAL(G10:G11) | 1 | =PRODUCT(C12*E12,F12) | =G12
B | PM_41FAS_484 | W/SCREW SFAST SQ DC SS 10X 65MM JAR100 | 5.9892 | ea | =XGETRATE("SUP1",$A13,2) | 0.01 | =PRODUCT(C13*E13,F13) | =G13
B |  | Discount | =XGETVALUE("Discount 5%",3) | % | =SUBTOTAL(G13:G13) | 1 | =PRODUCT(C14*E14,F14) | =G14
B |  | Waste | =XGETVALUE("Waste 5%",3) | % | =SUBTOTAL(G13:G14) | 1 | =PRODUCT(C15*E15,F15) | =G15
B | PM_41FAS_466 | W/SCREW SFAST SQDR ZP 20MMX 8G 1000PK | 11.9784 | ea | =XGETRATE("SUP1",$A16,2) | 0.001 | =PRODUCT(C16*E16,F16) | =G16
B |  | Discount | =XGETVALUE("Discount 5%",3) | % | =SUBTOTAL(G16:G16) | 1 | =PRODUCT(C17*E17,F17) | =G17
B |  | Waste | =XGETVALUE("Waste 5%",3) | % | =SUBTOTAL(G16:G17) | 1 | =PRODUCT(C18*E18,F18) | =G18
B | CarpA | Carpenter | 3.2 | hrs | =XGETRATE("LAB1",$A19,2) | 0.092593 | =PRODUCT(C19*E19,F19) | =G19
B | CarpA | Carpenter | 3.28 | hrs | =XGETRATE("LAB1",$A20,2) | 0.092593 | =PRODUCT(C20*E20,F20) | =G20
B | CarpA | Carpenter | 2.4 | hrs | =XGETRATE("LAB1",$A21,2) | 0.092593 | =PRODUCT(C21*E21,F21) | =G21
B | CarpA | Carpenter | 2.43 | hrs | =XGETRATE("LAB1",$A22,2) | 0.092593 | =PRODUCT(C22*E22,F22) | =G22
B |  | Glazing
B | WG0015 | 10mm Clear Float Toughened | 1 | m2 | =XGETRATE("GLZ",$A24,2) | 1 | =PRODUCT(C24*E24,F24) | =G24
B |  | Margin | =XGETVALUE("Builders margin",3) | % | =SUBTOTAL(G1:G24) | 1 | =PRODUCT(C25*E25,F25) | =G25
I | T20.01.118 | 6mm toughened glass | T20.01_Timber Windows | m2
B | PM_12MLD_370 | DOOR JAMB RAD FJ UT GVD (136X30) 150X40 | 8 | LM | =XGETRATE("SUP1",$A1,2) | 0.092593 | =PRODUCT(C1*E1,F1) | =G1
B |  | Discount | =XGETVALUE("Discount 5%",3) | % | =SUBTOTAL(G1:G1) | 1 | =PRODUCT(C2*E2,F2) | =G2
B |  | Waste | =XGETVALUE("Waste 5%",3) | % | =SUBTOTAL(G1:G2) | 1 | =PRODUCT(C3*E3,F3) | =G3
B | PM_12MLD_370 | DOOR JAMB RAD FJ UT GVD (136X30) 150X40 | 8.1 | LM | =XGETRATE("SUP1",$A4,2) | 0.092593 | =PRODUCT(C4*E4,F4) | =G4
B |  | Discount | =XGETVALUE("Discount 5%",3) | % | =SUBTOTAL(G4:G4) | 1 | =PRODUCT(C5*E5,F5) | =G5
B |  | Waste | =XGETVALUE("Waste 5%",3) | % | =SUBTOTAL(G4:G5) | 1 | =PRODUCT(C6*E6,F6) | =G6
B | PM_12MLD_367 | 30X10MM ASTCL GLAZING BEAD RAD CLEARS | 16 | LM | =XGETRATE("SUP1",$A7,2) | 0.092593 | =PRODUCT(C7*E7,F7) | =G7
B |  | Discount | =XGETVALUE("Discount 5%",3) | % | =SUBTOTAL(G7:G7) | 1 | =PRODUCT(C8*E8,F8) | =G8
B |  | Waste | =XGETVALUE("Waste 5%",3) | % | =SUBTOTAL(G7:G8) | 1 | =PRODUCT(C9*E9,F9) | =G9
B | PM_12MLD_367 | 30X10MM ASTCL GLAZING BEAD RAD CLEARS | 16.2 | LM | =XGETRATE("SUP1",$A10,2) | 0.092593 | =PRODUCT(C10*E10,F10) | =G10
B |  | Discount | =XGETVALUE("Discount 5%",3) | % | =SUBTOTAL(G10:G10) | 1 | =PRODUCT(C11*E11,F11) | =G11
B |  | Waste | =XGETVALUE("Waste 5%",3) | % | =SUBTOTAL(G10:G11) | 1 | =PRODUCT(C12*E12,F12) | =G12
B | PM_41FAS_484 | W/SCREW SFAST SQ DC SS 10X 65MM JAR100 | 5.9892 | ea | =XGETRATE("SUP1",$A13,2) | 0.01 | =PRODUCT(C13*E13,F13) | =G13
B |  | Discount | =XGETVALUE("Discount 5%",3) | % | =SUBTOTAL(G13:G13) | 1 | =PRODUCT(C14*E14,F14) | =G14
B |  | Waste | =XGETVALUE("Waste 5%",3) | % | =SUBTOTAL(G13:G14) | 1 | =PRODUCT(C15*E15,F15) | =G15
B | PM_41FAS_466 | W/SCREW SFAST SQDR ZP 20MMX 8G 1000PK | 11.9784 | ea | =XGETRATE("SUP1",$A16,2) | 0.001 | =PRODUCT(C16*E16,F16) | =G16
B |  | Discount | =XGETVALUE("Discount 5%",3) | % | =SUBTOTAL(G16:G16) | 1 | =PRODUCT(C17*E17,F17) | =G17
B |  | Waste | =XGETVALUE("Waste 5%",3) | % | =SUBTOTAL(G16:G17) | 1 | =PRODUCT(C18*E18,F18) | =G18
B | CarpA | Carpenter | 3.2 | hrs | =XGETRATE("LAB1",$A19,2) | 0.092593 | =PRODUCT(C19*E19,F19) | =G19
B | CarpA | Carpenter | 3.28 | hrs | =XGETRATE("LAB1",$A20,2) | 0.092593 | =PRODUCT(C20*E20,F20) | =G20
B | CarpA | Carpenter | 2.4 | hrs | =XGETRATE("LAB1",$A21,2) | 0.092593 | =PRODUCT(C21*E21,F21) | =G21
B | CarpA | Carpenter | 2.43 | hrs | =XGETRATE("LAB1",$A22,2) | 0.092593 | =PRODUCT(C22*E22,F22) | =G22
B |  | Glazing
B | WG0013 | 6mm Clear Float Toughened | 1 | ea | =XGETRATE("GLZ",$A24,2) | 1 | =PRODUCT(C24*E24,F24) | =G24
B |  | Margin | =XGETVALUE("Builders margin",3) | % | =SUBTOTAL(G1:G24) | 1 | =PRODUCT(C25*E25,F25) | =G25
I | T20.01.121 | 10mm toughened glass, tinted | T20.01_Timber Windows | m2
B | PM_12MLD_370 | DOOR JAMB RAD FJ UT GVD (136X30) 150X40 | 8 | LM | =XGETRATE("SUP1",$A1,2) | 0.092593 | =PRODUCT(C1*E1,F1) | =G1
B |  | Discount | =XGETVALUE("Discount 5%",3) | % | =SUBTOTAL(G1:G1) | 1 | =PRODUCT(C2*E2,F2) | =G2
B |  | Waste | =XGETVALUE("Waste 5%",3) | % | =SUBTOTAL(G1:G2) | 1 | =PRODUCT(C3*E3,F3) | =G3
B | PM_12MLD_370 | DOOR JAMB RAD FJ UT GVD (136X30) 150X40 | 8.1 | LM | =XGETRATE("SUP1",$A4,2) | 0.092593 | =PRODUCT(C4*E4,F4) | =G4
B |  | Discount | =XGETVALUE("Discount 5%",3) | % | =SUBTOTAL(G4:G4) | 1 | =PRODUCT(C5*E5,F5) | =G5
B |  | Waste | =XGETVALUE("Waste 5%",3) | % | =SUBTOTAL(G4:G5) | 1 | =PRODUCT(C6*E6,F6) | =G6
B | PM_12MLD_367 | 30X10MM ASTCL GLAZING BEAD RAD CLEARS | 16 | LM | =XGETRATE("SUP1",$A7,2) | 0.092593 | =PRODUCT(C7*E7,F7) | =G7
B |  | Discount | =XGETVALUE("Discount 5%",3) | % | =SUBTOTAL(G7:G7) | 1 | =PRODUCT(C8*E8,F8) | =G8
B |  | Waste | =XGETVALUE("Waste 5%",3) | % | =SUBTOTAL(G7:G8) | 1 | =PRODUCT(C9*E9,F9) | =G9
B | PM_12MLD_367 | 30X10MM ASTCL GLAZING BEAD RAD CLEARS | 16.2 | LM | =XGETRATE("SUP1",$A10,2) | 0.092593 | =PRODUCT(C10*E10,F10) | =G10
B |  | Discount | =XGETVALUE("Discount 5%",3) | % | =SUBTOTAL(G10:G10) | 1 | =PRODUCT(C11*E11,F11) | =G11
B |  | Waste | =XGETVALUE("Waste 5%",3) | % | =SUBTOTAL(G10:G11) | 1 | =PRODUCT(C12*E12,F12) | =G12
B | PM_41FAS_484 | W/SCREW SFAST SQ DC SS 10X 65MM JAR100 | 5.9892 | ea | =XGETRATE("SUP1",$A13,2) | 0.01 | =PRODUCT(C13*E13,F13) | =G13
B |  | Discount | =XGETVALUE("Discount 5%",3) | % | =SUBTOTAL(G13:G13) | 1 | =PRODUCT(C14*E14,F14) | =G14
B |  | Waste | =XGETVALUE("Waste 5%",3) | % | =SUBTOTAL(G13:G14) | 1 | =PRODUCT(C15*E15,F15) | =G15
B | PM_41FAS_466 | W/SCREW SFAST SQDR ZP 20MMX 8G 1000PK | 11.9784 | ea | =XGETRATE("SUP1",$A16,2) | 0.001 | =PRODUCT(C16*E16,F16) | =G16
B |  | Discount | =XGETVALUE("Discount 5%",3) | % | =SUBTOTAL(G16:G16) | 1 | =PRODUCT(C17*E17,F17) | =G17
B |  | Waste | =XGETVALUE("Waste 5%",3) | % | =SUBTOTAL(G16:G17) | 1 | =PRODUCT(C18*E18,F18) | =G18
B | CarpA | Carpenter | 3.2 | hrs | =XGETRATE("LAB1",$A19,2) | 0.092593 | =PRODUCT(C19*E19,F19) | =G19
B | CarpA | Carpenter | 3.28 | hrs | =XGETRATE("LAB1",$A20,2) | 0.092593 | =PRODUCT(C20*E20,F20) | =G20
B | CarpA | Carpenter | 2.4 | hrs | =XGETRATE("LAB1",$A21,2) | 0.092593 | =PRODUCT(C21*E21,F21) | =G21
B | CarpA | Carpenter | 2.43 | hrs | =XGETRATE("LAB1",$A22,2) | 0.092593 | =PRODUCT(C22*E22,F22) | =G22
B |  | Glazing
B | WG0026 | 10mm Tinted Float Grey/Bronze Annealed | 1 | m2 | =XGETRATE("GLZ",$A24,2) | 1 | =PRODUCT(C24*E24,F24) | =G24
B |  | Margin | =XGETVALUE("Builders margin",3) | % | =SUBTOTAL(G1:G24) | 1 | =PRODUCT(C25*E25,F25) | =G25
I | T20.01.124 | 6mm toughened glass, tinted | T20.01_Timber Windows | m2
B | PM_12MLD_370 | DOOR JAMB RAD FJ UT GVD (136X30) 150X40 | 8 | LM | =XGETRATE("SUP1",$A1,2) | 0.092593 | =PRODUCT(C1*E1,F1) | =G1
B |  | Discount | =XGETVALUE("Discount 5%",3) | % | =SUBTOTAL(G1:G1) | 1 | =PRODUCT(C2*E2,F2) | =G2
B |  | Waste | =XGETVALUE("Waste 5%",3) | % | =SUBTOTAL(G1:G2) | 1 | =PRODUCT(C3*E3,F3) | =G3
B | PM_12MLD_370 | DOOR JAMB RAD FJ UT GVD (136X30) 150X40 | 8.1 | LM | =XGETRATE("SUP1",$A4,2) | 0.092593 | =PRODUCT(C4*E4,F4) | =G4
B |  | Discount | =XGETVALUE("Discount 5%",3) | % | =SUBTOTAL(G4:G4) | 1 | =PRODUCT(C5*E5,F5) | =G5
B |  | Waste | =XGETVALUE("Waste 5%",3) | % | =SUBTOTAL(G4:G5) | 1 | =PRODUCT(C6*E6,F6) | =G6
B | PM_12MLD_367 | 30X10MM ASTCL GLAZING BEAD RAD CLEARS | 16 | LM | =XGETRATE("SUP1",$A7,2) | 0.092593 | =PRODUCT(C7*E7,F7) | =G7
B |  | Discount | =XGETVALUE("Discount 5%",3) | % | =SUBTOTAL(G7:G7) | 1 | =PRODUCT(C8*E8,F8) | =G8
B |  | Waste | =XGETVALUE("Waste 5%",3) | % | =SUBTOTAL(G7:G8) | 1 | =PRODUCT(C9*E9,F9) | =G9
B | PM_12MLD_367 | 30X10MM ASTCL GLAZING BEAD RAD CLEARS | 16.2 | LM | =XGETRATE("SUP1",$A10,2) | 0.092593 | =PRODUCT(C10*E10,F10) | =G10
B |  | Discount | =XGETVALUE("Discount 5%",3) | % | =SUBTOTAL(G10:G10) | 1 | =PRODUCT(C11*E11,F11) | =G11
B |  | Waste | =XGETVALUE("Waste 5%",3) | % | =SUBTOTAL(G10:G11) | 1 | =PRODUCT(C12*E12,F12) | =G12
B | PM_41FAS_484 | W/SCREW SFAST SQ DC SS 10X 65MM JAR100 | 5.9892 | ea | =XGETRATE("SUP1",$A13,2) | 0.01 | =PRODUCT(C13*E13,F13) | =G13
B |  | Discount | =XGETVALUE("Discount 5%",3) | % | =SUBTOTAL(G13:G13) | 1 | =PRODUCT(C14*E14,F14) | =G14
B |  | Waste | =XGETVALUE("Waste 5%",3) | % | =SUBTOTAL(G13:G14) | 1 | =PRODUCT(C15*E15,F15) | =G15
B | PM_41FAS_466 | W/SCREW SFAST SQDR ZP 20MMX 8G 1000PK | 11.9784 | ea | =XGETRATE("SUP1",$A16,2) | 0.001 | =PRODUCT(C16*E16,F16) | =G16
B |  | Discount | =XGETVALUE("Discount 5%",3) | % | =SUBTOTAL(G16:G16) | 1 | =PRODUCT(C17*E17,F17) | =G17
B |  | Waste | =XGETVALUE("Waste 5%",3) | % | =SUBTOTAL(G16:G17) | 1 | =PRODUCT(C18*E18,F18) | =G18
B | CarpA | Carpenter | 3.2 | hrs | =XGETRATE("LAB1",$A19,2) | 0.092593 | =PRODUCT(C19*E19,F19) | =G19
B | CarpA | Carpenter | 3.28 | hrs | =XGETRATE("LAB1",$A20,2) | 0.092593 | =PRODUCT(C20*E20,F20) | =G20
B | CarpA | Carpenter | 2.4 | hrs | =XGETRATE("LAB1",$A21,2) | 0.092593 | =PRODUCT(C21*E21,F21) | =G21
B | CarpA | Carpenter | 2.43 | hrs | =XGETRATE("LAB1",$A22,2) | 0.092593 | =PRODUCT(C22*E22,F22) | =G22
B |  | Glazing
B | WG0023 | 6mm Tinted Float Grey/Bronze Annealed | 1 | ea | =XGETRATE("GLZ",$A24,2) | 1 | =PRODUCT(C24*E24,F24) | =G24
B |  | Margin | =XGETVALUE("Builders margin",3) | % | =SUBTOTAL(G1:G24) | 1 | =PRODUCT(C25*E25,F25) | =G25
I | T20.02.001 | Aluminium Windows | T20.02_Aluminium Windows
I | T20.02.004 | Note: allow to vary these rates for building height, mullion centres, wind-loading, and any other specification requirements that may affect cost | T20.02_Aluminium Windows
I | T20.02.007 | Rates are for anodised or powder coated finish and include glazing in clear glass. | T20.02_Aluminium Windows
I | T20.02.008 | Add for window sealing system to opening, | T20.02_Aluminium Windows
I | T20.02.010 | <b>Aluminium Windows, Residential Quality</b> | T20.02_Aluminium Windows
I | T20.02.013 | Fixed light | T20.02_Aluminium Windows | m2 | 327.9955
I | T20.02.016 | Sliding | T20.02_Aluminium Windows
I | T20.02.019 | 25% opening | T20.02_Aluminium Windows | m2 | 456.8509
I | T20.02.022 | 50% opening | T20.02_Aluminium Windows | m2 | 462.7079
I | T20.02.025 | Casement | T20.02_Aluminium Windows
I | T20.02.028 | 25% opening | T20.02_Aluminium Windows | m2 | 351.4238
I | T20.02.031 | 50% opening | T20.02_Aluminium Windows | m2 | 439.2797
I | T20.02.034 | Awning | T20.02_Aluminium Windows
I | T20.02.037 | 25% opening | T20.02_Aluminium Windows | m2 | 368.9949
I | T20.02.040 | 50% opening | T20.02_Aluminium Windows | m2 | 439.2797
I | T20.02.043 | Double Glazed | T20.02_Aluminium Windows
I | T20.02.046 | Fixed light | T20.02_Aluminium Windows | m2 | 468.565
I | T20.02.049 | Opening | T20.02_Aluminium Windows | m2 | 556.4209
I | T20.02.052 | <b>Aluminium Windows, Commercial Quality, Single Glazed,</b> 40 Series, 6mm clear float annealed glass | T20.02_Aluminium Windows
I | T20.02.055 | Fixed light | T20.02_Aluminium Windows | m2 | 445.1368
I | T20.02.058 | Sliding | T20.02_Aluminium Windows
I | T20.02.061 | 25% opening | T20.02_Aluminium Windows | m2 | 562.278
I | T20.02.064 | 50% opening | T20.02_Aluminium Windows | m2 | 685.2763
I | T20.02.067 | Casement | T20.02_Aluminium Windows
I | T20.02.070 | 25% opening | T20.02_Aluminium Windows | m2 | 556.4209
I | T20.02.073 | 50% opening | T20.02_Aluminium Windows | m2 | 667.7051
I | T20.02.076 | Awning | T20.02_Aluminium Windows
I | T20.02.079 | 25% opening | T20.02_Aluminium Windows | m2 | 556.4209
I | T20.02.082 | 50% opening | T20.02_Aluminium Windows | m2 | 667.7051
I | T20.02.085 | <b>Aluminium Windows, Commercial Quality, Double Glazed,<b> 40 Series | T20.02_Aluminium Windows
I | T20.02.088 | Fixed light | T20.02_Aluminium Windows | m2 | 603.2774
I | T20.02.091 | Vertically pivoted | T20.02_Aluminium Windows | m2 | 714.5616
I | T20.02.094 | <b>Add</b> extra for | T20.02_Aluminium Windows
I | T20.02.097 | Timber sub-frame | T20.02_Aluminium Windows
I | T20.02.100 | Non-standard colours of powder coat finish | T20.02_Aluminium Windows
I | T20.02.103 | Alternative glass costs, | T20.02_Aluminium Windows
I | T20.02.106 | Insect screens, | T20.02_Aluminium Windows
I | T20.03.001 | Sashless Sliding Windows | T20.03_Sashless Sliding Windows
I | T20.03.004 | <b>Sashless “Shugg” Counter-Balanced Window,</b> including sliding gear, glazing, hardware and aluminium or timber subframe | T20.03_Sashless Sliding Windows | m2 | 644.2769
I | T20.04.001 | Aluminium Curtain Walling | T20.04_Aluminium Curtain Walling
I | T20.04.004 | Note: allow to vary these rates for building height, mullion centres, windloading, and any other specification requirements that may affect cost | T20.04_Aluminium Curtain Walling
I | T20.04.007 | All clear anodised, 20 micron | T20.04_Aluminium Curtain Walling
I | T20.04.010 | <b>Curtain Wall Framing Only,</b> including fixing | T20.04_Aluminium Curtain Walling | m2 | 509.5644
I | T20.04.013 | Add for | T20.04_Aluminium Curtain Walling
I | T20.04.016 | <b>Spandrel Panel,</b> including frame | T20.04_Aluminium Curtain Walling
I | T20.04.019 | 6mm thick armourclad glass | T20.04_Aluminium Curtain Walling | m2 | 339.7096
I | T20.04.022 | 6mm thick toughened reflecting float glass, pyrolitic coated | T20.04_Aluminium Curtain Walling | m2 | 251.8537
I | T20.04.025 | 3mm anodised flat aluminium sheet | T20.04_Aluminium Curtain Walling | m2 | 263.5678
I | T20.04.028 | <b>Vision Area, Single Glazed</b> | T20.04_Aluminium Curtain Walling
I | T20.04.031 | Fixed light | T20.04_Aluminium Curtain Walling | m2 | 374.852
I | T20.04.034 | Vertically pivoted | T20.04_Aluminium Curtain Walling | m2 | 667.7051
I | T20.04.037 | Horizontally pivoted | T20.04_Aluminium Curtain Walling | m2 | 667.7051
I | T20.04.040 | <b>Vision Area, Double Glazed</b> | T20.04_Aluminium Curtain Walling
I | T20.04.043 | Fixed light | T20.04_Aluminium Curtain Walling | m2 | 568.1351
I | T20.04.046 | Vertically pivoted | T20.04_Aluminium Curtain Walling | m2 | 773.1323
I | T20.04.049 | Add extra for colour anodising | T20.04_Aluminium Curtain Walling | m2 | 55.6421
I | T20.04.052 | Alternative glass costs, | T20.04_Aluminium Curtain Walling
I | T20.05.001 | Shop Fronts | T20.05_Shop Fronts
I | T20.05.004 | Note: allow to vary these rates for mullion centres, wind-loading, and any other specification requirements that may affect cost | T20.05_Shop Fronts
I | T20.05.005 | Add for window sealing system to opening, | T20.05_Shop Fronts
I | T20.05.007 | <b>Clear Anodised Aluminium Shop Fronts,</b> standard section, frames only, doors excluded | T20.05_Shop Fronts
I | T20.05.010 | <b>75 Series,</b> glazed with | T20.05_Shop Fronts
I | T20.05.013 | 8mm clear float glass | T20.05_Shop Fronts | m2 | 404.1373
I | T20.05.016 | 8mm toughened float glass | T20.05_Shop Fronts | m2 | 556.4209
I | T20.05.019 | <b>90 Series,</b> glazed with | T20.05_Shop Fronts
I | T20.05.022 | 8mm clear float glass | T20.05_Shop Fronts | m2 | 421.7085
I | T20.05.025 | 8mm toughened float glass | T20.05_Shop Fronts | m2 | 597.4204
I | T20.05.028 | <b>100 Series,</b> glazed with | T20.05_Shop Fronts
I | T20.05.031 | 8mm clear float glass | T20.05_Shop Fronts | m2 | 445.1368
I | T20.05.034 | 8mm toughened float glass | T20.05_Shop Fronts | m2 | 614.9916
I | T20.06.001 | Frameless Glazing: Windows | T20.06_Frameless Glazing: Windows
I | T20.06.004 | <b>10mm Clear Float Glass,</b> with clear anodised aluminium top and bottom trim | T20.06_Frameless Glazing: Windows
I | T20.06.007 | With butt joints silicone sealed | T20.06_Frameless Glazing: Windows | m2 | 732.1328
I | T20.06.010 | With glass fins at 1200mm centres | T20.06_Frameless Glazing: Windows | m2 | 1171.4125
I | T20.07.001 | Glazing Bar System | T20.07_Glazing Bar System
I | T20.07.004 | <b>Standard Glazing Bar System,</b> with glass stops, and perimeter flashings | T20.07_Glazing Bar System
I | T20.07.007 | Anodised aluminium bars at 600mm centres, 6.38mm thick clear laminated glass | T20.07_Glazing Bar System | m2 | 614.9916
I | T20.07.010 | Anodised aluminium bars at 1000mm centres, 10.38mm thick clear laminated glass | T20.07_Glazing Bar System | m2 | 714.5616
I | T20.08.001 | Squash Court Rear Glasswall | T20.08_Squash Court Rear Glasswall
I | T20.08.004 | Rates include installation, together with all fixings and sealants | T20.08_Squash Court Rear Glasswall
I | T20.08.007 | <b>Clearview 12mm Toughened Glass Wall | T20.08_Squash Court Rear Glasswall | No | 17571.1878
I | T20.08.010 | Panels,</b> to suit rear wall of regular size court 6400mm wide, edge and floor channels, buttress panels, hinged door panel with special squash court latch, door stop, hinges and all fixing plates, screws and bolts | T20.08_Squash Court Rear Glasswall |  | 21085.4254
I | T20.09.001 | Steel Windows | T20.09_Steel Windows
I | T20.09.003 | Add for window sealing system to opening, | T20.09_Steel Windows
I | T20.09.004 | <b>Steel Window, Fixed Light, Commercial Quality, 35 Series,</b> steel beaded, zinc metal sprayed, including sealants and mastics, excluding glazing | T20.09_Steel Windows
I | T20.09.007 | Not exceeding 0.5m2 in area | T20.09_Steel Windows | m2 | 638.4198
I | T20.09.010 |  | T20.09_Steel Windows |  | 913.7018
I | T20.09.013 | Over 0.5m2 in area | T20.09_Steel Windows | m2 | 509.5644
I | T20.09.016 |  | T20.09_Steel Windows |  | 726.2758
I | T20.09.019 | <b>Steel Window, Fixed Light, Residential Quality, 60 Series,</b> steel beaded, zinc metal sprayed, including weather-stripping, sealants and mastics, excluding glazing | T20.09_Steel Windows
I | T20.09.022 | Not exceeding 0.5m2 in area | T20.09_Steel Windows | m2 | 726.2758
I | T20.09.025 |  | T20.09_Steel Windows |  | 1001.5577
I | T20.09.028 | Over 0.5m2 in area | T20.09_Steel Windows | m2 | 597.4204
I | T20.09.031 |  | T20.09_Steel Windows |  | 819.9888
I | T20.09.034 | <b>Add</b> extra for | T20.09_Steel Windows
I | T20.09.037 | Powder coating to frames | T20.09_Steel Windows | m2 | 59.742
I | T20.09.040 |  | T20.09_Steel Windows |  | 92.5416
I | T20.09.043 | 6mm Georgian Wired polished glazing | T20.09_Steel Windows | m2 | 257.7108
I | T20.09.046 | 6mm clear toughened glazing | T20.09_Steel Windows | m2 | 216.7113
I | T20.09.049 | 6mm clear laminate glazing | T20.09_Steel Windows | m2 | 169.8548
I | T20.10.001 | Fire Rated Windows | T20.10_Fire Rated Windows
I | T20.10.004 | Rates include frames, glass, beads, glazing tapes, intumescent silicones, and sealants, as necessary to complete the installation | T20.10_Fire Rated Windows
I | T20.10.007 | <b>Fire-Resisting Window,</b> complying with NZS4232, uninsulating type, FRR -/30/- | T20.10_Fire Rated Windows
I | T20.10.010 | Fixed light, 6mm wired glass | T20.10_Fire Rated Windows | m2 | 1036.7001
I | T20.10.013 |  | T20.10_Fire Rated Windows |  | 1370.5527
I | T20.10.016 | Opening sash, 6mm wired glass | T20.10_Fire Rated Windows | m2 | 1593.121
I | T20.10.019 |  | T20.10_Fire Rated Windows |  | 2067.5431
I | T20.10.022 | Fixed light, 6mm thick Pyran glass | T20.10_Fire Rated Windows | m2 | 1546.2645
I | T20.10.025 |  | T20.10_Fire Rated Windows |  | 1991.4013
I | T20.10.028 | Opening sash, 6mm thick Pyran glass | T20.10_Fire Rated Windows | m2 | 1546.2645
I | T20.10.031 |  | T20.10_Fire Rated Windows |  | 1991.4013
I | T20.11.001 | Louvres: Architectural and Sun Shading | T20.11_Louvres: Architectural and Sun Shading
I | T20.11.004 | Rates exclude installation, but are complete with louvre brackets, caps and basic aluminium support structures. | T20.11_Louvres: Architectural and Sun Shading
I | T20.11.007 | Rates are indicative, individual installations will vary. | T20.11_Louvres: Architectural and Sun Shading
I | T20.11.010 | <b>Insol Aurora sunshading, horizontal</b> | T20.11_Louvres: Architectural and Sun Shading |  | All areas
I | T20.11.013 | 110mm eliptical louvres at 110mm centres, supports at 1.8m centres | T20.11_Louvres: Architectural and Sun Shading | m2 | 702.8475
I | T20.11.016 | 180mm eliptical louvres at 180mm centres, supports at 2.4m centres | T20.11_Louvres: Architectural and Sun Shading | m2 | 655.991
I | T20.11.019 | <b>Insol Aurora sunshading, motorised,</b> includes 230V AC motor, excludes electrical supply and connection. | T20.11_Louvres: Architectural and Sun Shading
I | T20.11.022 | 110mm eliptical louvres at 105mm centres, supports at 1.9m centres | T20.11_Louvres: Architectural and Sun Shading | m2 | 849.2741
I | T20.11.025 | 180mm eliptical louvres at 175mm centres, supports at 2.4m centres | T20.11_Louvres: Architectural and Sun Shading | m2 | 802.4176
I | T20.11.028 | <b>Insol Aurora sunshading, vertical</b> | T20.11_Louvres: Architectural and Sun Shading
I | T20.11.031 | 110mm eliptical louvres at 110mm centres, supports at 1.9m centres | T20.11_Louvres: Architectural and Sun Shading | m2 | 603.2774
I | T20.11.034 | 180mm eliptical louvres at 180mm centres, supports at 2.4m centres | T20.11_Louvres: Architectural and Sun Shading | m2 | 550.5639
I | T20.11.037 | Add extra for installation and special finishes | T20.11_Louvres: Architectural and Sun Shading
I | T20.12.001 | Louvres: Window | T20.12_Louvres: Window
I | T20.12.004 | <b>Fixed Louvre Window,</b> 900mm x 1000mm, with eleven 150mm wide clear glass blades, in aluminium louvre frame and timber surround | T20.12_Louvres: Window | No | 386.5661
I | T20.12.007 | <b>Adjustable Louvre Window,</b> 900mm x 1000mm, with six 150mm wide clear glass blades, in adjustable aluminium louvre frame and timber surround | T20.12_Louvres: Window | No | 409.9944
I | T20.13.001 | Louvres: Air-conditioning | T20.13_Louvres: Air-conditioning
I | T20.13.004 | <b>Louvre Panel,</b> comprising fixed louvre blades and frame, in aluminium | T20.13_Louvres: Air-conditioning
I | T20.13.007 | Mill finish | T20.13_Louvres: Air-conditioning | m2 | 685.2763
I | T20.13.010 | Clear anodised finish | T20.13_Louvres: Air-conditioning | m2 | 773.1323
I | T20.13.013 | Analok finish | T20.13_Louvres: Air-conditioning | m2 | 837.56
I | T20.13.016 | Add extra for birdwire backing | T20.13_Louvres: Air-conditioning | m2 | 46.8565
I | T20.14.001 | Blinds | T20.14_Blinds
I | T20.14.004 | <b>Venetian Blinds</b> | T20.14_Blinds
I | T20.14.007 | Slimline | T20.14_Blinds | m2 | 70.2848
I | T20.14.010 |  | T20.14_Blinds |  | 87.8559
I | T20.14.013 | Micro | T20.14_Blinds | m2 | 81.9989
I | T20.14.016 |  | T20.14_Blinds |  | 105.4271
I | T20.14.019 | Timber | T20.14_Blinds | m2 | 105.4271
I | T20.14.022 |  | T20.14_Blinds |  | 122.9983
I | T20.14.025 | <b>Roller Blinds,</b> standard holland type | T20.14_Blinds | m2 | 76.1418
I | T20.14.028 |  | T20.14_Blinds |  | 87.8559
I | T20.14.031 | <b>Vertical Blinds,</b> heavy duty cotton | T20.14_Blinds | m2 | 70.2848
I | T20.14.034 |  | T20.14_Blinds |  | 117.1413
I | T20.14.037 | <b>Pleated Blinds</b> | T20.14_Blinds | m2 | 99.5701
I | T20.14.040 |  | T20.14_Blinds |  | 128.8554
I | T20.14.043 | Add extra for blinds less than 1m2 in size | T20.14_Blinds | % | 15
I | T21.00.001 | Doors | T21.00_Doors
I | T21.00.004 | % increase, not to be printed | T21.00_Doors
I | T21.00.007 | G Factor, not to be printed | T21.00_Doors
I | T21.00.010 | All door dimensions are given in millimetres, as height x width | T21.00_Doors
I | T21.00.013 | Prices for door frames are for frames only, fixed in timber framing and exclude doors. | T21.00_Doors
I | T21.01.001 | Door Frames, Timber, Exterior | T21.01_Door Frames, Timber, Exterior
I | T21.01.004 | <b>Pine, H3 Treated</b> | T21.01_Door Frames, Timber, Exterior
I | T21.01.007 | 150mm x 40mm door frame, to suit | T21.01_Door Frames, Timber, Exterior
I | T21.01.010 | 1980mm x 860mm single door | T21.01_Door Frames, Timber, Exterior | No | 241.43
I | T21.01.013 | 1980mm x 1700mm pair of doors | T21.01_Door Frames, Timber, Exterior | No | 269.5032
I | T21.01.016 | 125mm x 50mm door frame with 150mm x 50mm sill, to suit | T21.01_Door Frames, Timber, Exterior
I | T21.01.019 | 1980mm x 860mm single door | T21.01_Door Frames, Timber, Exterior | No | 275.1179
I | T21.01.022 | 1980mm x 1700mm pair of doors | T21.01_Door Frames, Timber, Exterior | No | 297.5765
I | T21.01.025 | <b>Rimu</b> | T21.01_Door Frames, Timber, Exterior
I | T21.01.028 | 125mm x 50mm door frame with 150mm x 50mm sill, to suit | T21.01_Door Frames, Timber, Exterior
I | T21.01.031 | 1980mm x 860mm single door | T21.01_Door Frames, Timber, Exterior | No | 364.9523
I | T21.01.034 | 1980mm x 1700mm pair of doors | T21.01_Door Frames, Timber, Exterior | No | 387.4109
I | T21.01.037 | <b>Add</b> extra for fixing to concrete or masonry | T21.01_Door Frames, Timber, Exterior | No | 18.2476
I | T21.02.001 | Door Frames, Timber, Interior | T21.02_Door Frames, Timber, Interior
I | T21.02.004 | <b>Radiata Pine, FJ</b> | T21.02_Door Frames, Timber, Interior
I | T21.02.007 | 89mm x 18mm plain door frame, to suit | T21.02_Door Frames, Timber, Interior
I | T21.02.010 | 1980mm x 810mm single door | T21.02_Door Frames, Timber, Interior | No | 129.137
I | T21.02.013 | 1980mm x 1600mm pair of doors | T21.02_Door Frames, Timber, Interior | No | 140.3663
I | T21.02.016 | 114mm x 18mm plain door frame, to suit | T21.02_Door Frames, Timber, Interior
I | T21.02.019 | 1980mm x 810mm single door | T21.02_Door Frames, Timber, Interior | No | 134.7516
I | T21.02.022 | 1980mm x 1600mm pair of doors | T21.02_Door Frames, Timber, Interior | No | 145.9809
I | T21.02.025 | 115mm x 25mm plain door frame, to suit | T21.02_Door Frames, Timber, Interior
I | T21.02.028 | 1980mm x 810mm single door | T21.02_Door Frames, Timber, Interior | No | 134.7516
I | T21.02.031 | 1980mm x 1600mm pair of doors | T21.02_Door Frames, Timber, Interior | No | 145.9809
I | T21.02.034 | 125mm x 40mm grooved door frame, to suit | T21.02_Door Frames, Timber, Interior
I | T21.02.037 | 1980mm x 810mm single door | T21.02_Door Frames, Timber, Interior | No | 174.0542
I | T21.02.040 | 1980mm x 1600mm pair of doors | T21.02_Door Frames, Timber, Interior | No | 185.2835
I | T21.02.043 | <b>MUF</b> | T21.02_Door Frames, Timber, Interior
I | T21.02.046 | 91mm x 18mm plain door frame, to suit | T21.02_Door Frames, Timber, Interior
I | T21.02.049 | 1980mm x 810mm single door | T21.02_Door Frames, Timber, Interior | No | 129.137
I | T21.02.052 | 1980mm x 1600mm pair of doors | T21.02_Door Frames, Timber, Interior | No | 140.3663
I | T21.02.055 | 118mm x 25mm plain door frame, to suit | T21.02_Door Frames, Timber, Interior
I | T21.02.058 | 1980mm x 810mm single door | T21.02_Door Frames, Timber, Interior | No | 140.3663
I | T21.02.061 | 1980mm x 1600mm pair of doors | T21.02_Door Frames, Timber, Interior | No | 151.5956
I | T21.02.064 | 142mm x 25mm plain door frame, to suit | T21.02_Door Frames, Timber, Interior
I | T21.02.067 | 1980mm x 810mm single door | T21.02_Door Frames, Timber, Interior | No | 151.5956
I | T21.02.070 | 1980mm x 1600mm pair of doors | T21.02_Door Frames, Timber, Interior | No | 162.8249
I | T21.02.073 | <b>Rimu</b> | T21.02_Door Frames, Timber, Interior
I | T21.02.076 | 125mm x 40mm plain door frame, to suit | T21.02_Door Frames, Timber, Interior
I | T21.02.079 | 1980mm x 810mm single door | T21.02_Door Frames, Timber, Interior | No | 275.1179
I | T21.02.082 | 1980mm x 1600mm pair of doors | T21.02_Door Frames, Timber, Interior | No | 297.5765
I | T21.02.085 | 150mm x 32mm grooved door frame, to suit | T21.02_Door Frames, Timber, Interior
I | T21.02.088 | 1980mm x 810mm single door | T21.02_Door Frames, Timber, Interior | No | 275.1179
I | T21.02.091 | 1980mm x 1600mm pair of doors | T21.02_Door Frames, Timber, Interior | No | 297.5765
I | T21.02.094 | 150mm x 40mm grooved door frame, to suit | T21.02_Door Frames, Timber, Interior
I | T21.02.097 | 1980mm x 810mm single door | T21.02_Door Frames, Timber, Interior | No | 303.1911
I | T21.02.100 | 1980mm x 1600mm pair of doors | T21.02_Door Frames, Timber, Interior | No | 325.6497
I | T21.03.001 | Door Frames, Aluminium | T21.03_Door Frames, Aluminium
I | T21.03.004 | <b>Aluminium Door Frame,</b> anodised or powder coated, suitable for 38mm thick hollow core doors, including wool pile door seal, in | T21.03_Door Frames, Aluminium
I | T21.03.007 | 85mm thick wall | T21.03_Door Frames, Aluminium
I | T21.03.010 | 1980mm x 810mm single door frame | T21.03_Door Frames, Aluminium | No | 269.5032
I | T21.03.013 | 1980mm x 1620mm double door frame | T21.03_Door Frames, Aluminium | No | 303.1911
I | T21.03.016 | 115mm thick wall | T21.03_Door Frames, Aluminium
I | T21.03.019 | 1980mm x 810mm single door frame | T21.03_Door Frames, Aluminium | No | 303.1911
I | T21.03.022 | 1980mm x 1620mm double door frame | T21.03_Door Frames, Aluminium | No | 336.8791
I | T21.04.001 | Door Stop/Glazing Beads | T21.04_Door Stop/Glazing Beads
I | T21.04.004 | <b>Door Stop,</b> 30mm x 10mm | T21.04_Door Stop/Glazing Beads
I | T21.04.007 | RP FJ | T21.04_Door Stop/Glazing Beads | m | 11.51
I | T21.04.010 | Rimu | T21.04_Door Stop/Glazing Beads | m | 15.721
I | T21.04.013 | <b>Glazing Bead,</b> mitred and bradded | T21.04_Door Stop/Glazing Beads
I | T21.04.016 | 30mm x 10mm x 6mm RP Clears | T21.04_Door Stop/Glazing Beads | m | 16.5632
I | T21.04.019 | 18mm x 12mm x 6mm RP Clears H3.1 | T21.04_Door Stop/Glazing Beads | m | 13.5875
I | T21.04.022 | 18mm x 10mm x 6mm RP FJ H3.1 | T21.04_Door Stop/Glazing Beads | m | 12.3522
I | T21.04.025 | 10mm x 6mm RP Clears H3.1 | T21.04_Door Stop/Glazing Beads | m | 13.1944
I | T21.04.028 | <b>Add</b> extra for | T21.04_Door Stop/Glazing Beads
I | T21.04.031 | Fixing with brass screws and cups | T21.04_Door Stop/Glazing Beads | m | 3.9303
I | T21.05.001 | Doors, Timber | T21.05_Doors, Timber
I | T21.05.004 | Rates exclude supply of frames, include hanging to frames and supply of hinges, and exclude hardware and painting | T21.05_Doors, Timber
I | T21.05.007 | Hollow Core | T21.05_Doors, Timber
I | T21.05.010 | <b>Standard Flush Door,</b> 1980mm x 460mm to 810mm x 36mm thick, faced both sides | T21.05_Doors, Timber
I | T21.05.013 | Paint finish | T21.05_Doors, Timber
I | T21.05.016 | Hardboard, unclashed, pre-primed | T21.05_Doors, Timber | No | 174.0542
I | T21.05.019 | MDF, unclashed | T21.05_Doors, Timber | No | 168.4395
I | T21.05.022 | Timber veneer finish | T21.05_Doors, Timber
I | T21.05.025 | Economy Rimu veneer | T21.05_Doors, Timber | No | 320.0351
I | T21.05.028 | Heart Rimu veneer | T21.05_Doors, Timber | No | 404.2549
I | T21.05.031 | Sapele Mahogany veneer | T21.05_Doors, Timber | No | 359.3377
I | T21.05.034 | <b>Standard Size Panel Door,</b> 1980mm x 460mm to 810mm x 36mm thick, faced both sides | T21.05_Doors, Timber
I | T21.05.037 | For lacquer or high gloss spray finish | T21.05_Doors, Timber
I | T21.05.040 | MDF, v-grooved | T21.05_Doors, Timber | No | 252.6593
I | T21.05.043 | MDF, grooved | T21.05_Doors, Timber | No | 241.43
I | T21.05.046 | For paint finish, woodgrain or smooth | T21.05_Doors, Timber
I | T21.05.049 | 6 panel | T21.05_Doors, Timber | No | 235.8153
I | T21.05.052 | 4 panel | T21.05_Doors, Timber | No | 241.43
I | T21.05.055 | 2 panel | T21.05_Doors, Timber | No | 235.8153
I | T21.05.058 | Open top, 4 panel | T21.05_Doors, Timber | No | 308.8058
I | T21.05.061 | Bi-folding door, 4 or 6 panel | T21.05_Doors, Timber | No | 336.8791
I | T21.05.064 | Open top, bi-folding, 2 panel | T21.05_Doors, Timber | No | 488.4746
I | T21.05.067 | <b>Add</b> extra for | T21.05_Doors, Timber
I | T21.05.070 | 600mm x 300mm air relief grille opening | T21.05_Doors, Timber | No | 78.6051
I | T21.05.073 | Solid Core | T21.05_Doors, Timber
I | T21.05.076 | <b>Standard Flush Door,</b> 1980mm x 860mm x 36mm thick, faced both sides | T21.05_Doors, Timber
I | T21.05.079 | Paint finish | T21.05_Doors, Timber
I | T21.05.082 | Hardboard, clashed | T21.05_Doors, Timber | No | 280.7325
I | T21.05.085 | MDF, clashed | T21.05_Doors, Timber | No | 269.5032
I | T21.05.088 | Timber veneer finish | T21.05_Doors, Timber
I | T21.05.091 | Economy Rimu veneer | T21.05_Doors, Timber | No | 432.3281
I | T21.05.094 | Heart Rimu veneer | T21.05_Doors, Timber | No | 561.4651
I | T21.05.097 | Sapele Mahogany veneer | T21.05_Doors, Timber | No | 409.8695
I | T21.05.100 | <b>Standard Size Panel Door,</b> 1980mm x 460mm to 810mm x 36mm thick, faced both sides | T21.05_Doors, Timber
I | T21.05.103 | For lacquer or high gloss spray finish | T21.05_Doors, Timber
I | T21.05.106 | MDF, v-grooved | T21.05_Doors, Timber | No | 364.9523
I | T21.05.109 | MDF, grooved | T21.05_Doors, Timber | No | 364.9523
I | T21.05.112 | <b>Add</b> extra for | T21.05_Doors, Timber
I | T21.05.115 | 600mm x 300mm air relief grille opening | T21.05_Doors, Timber | No | 78.6051
I | T21.05.118 | Entrance, Panelled and/or Glazed | T21.05_Doors, Timber
I | T21.05.121 | <b>Door,</b> 2400mm x 860mm, cedar | T21.05_Doors, Timber
I | T21.05.124 | Single door, up to 860mm | T21.05_Doors, Timber | No
B | PM_23DOR_001 | DOOR WESTERN RED CEDAR 2400X860 STGVO 860 | 1 | ea | =XGETRATE("SUP1",$A1,2) | 1 | =PRODUCT(C1*E1,F1) | =G1
B |  | Discount | =XGETVALUE("Discount 10%",3) | % | =SUBTOTAL(G1:G1) | 1 | =PRODUCT(C2*E2,F2) | =G2
B |  | Waste | =XGETVALUE("Waste 5%",3) | % | =SUBTOTAL(G1:G2) | 1 | =PRODUCT(C3*E3,F3) | =G3
B | CarpA | Carpenter | 3 | hrs | =XGETRATE("LAB1",$A4,2) | 1 | =PRODUCT(C4*E4,F4) | =G4
B |  | Margin | =XGETVALUE("Builders margin",3) | % | =SUBTOTAL(G1:G4) | 1 | =PRODUCT(C5*E5,F5) | =G5
I | T21.05.127 | Entrance, Panelled and/or Glazed | T21.05_Doors, Timber
I | T21.05.130 | <b>Door,</b> 1980mm x 860mm x 40mm, four, six or eight panel | T21.05_Doors, Timber
I | T21.05.133 | Cedar | T21.05_Doors, Timber | No | 1066.7837
I | T21.05.136 | Solid Kauri | T21.05_Doors, Timber | No | 825.3537
I | T21.05.139 | Steel, wood grain finish | T21.05_Doors, Timber | No | 960.1053
I | T21.05.142 | Steel, for paint finish | T21.05_Doors, Timber | No | 466.016
I | T21.05.145 | Door, 1980mm x 860mm x 40mm, four panel | T21.05_Doors, Timber
I | T21.05.148 | Steel, for paint finish, with leadlight | T21.05_Doors, Timber | No | 701.8314
I | T21.05.151 | semi-circle panel at top | T21.05_Doors, Timber |  | 920.8027
I | T21.05.154 | Steel, for paint finish, with leadlight panel | T21.05_Doors, Timber | No | 1179.0767
I | T21.05.157 | <b>Glazed Door,</b> 1980mm x 860mm wide x 40mm, pine, for paint finish, with 6mm toughened glass | T21.05_Doors, Timber
I | T21.05.160 | 1 light door | T21.05_Doors, Timber | No | 1066.7837
I | T21.05.163 | 2 light door | T21.05_Doors, Timber | No | 1094.8569
I | T21.05.166 | 8 light door | T21.05_Doors, Timber | No | 1179.0767
I | T21.05.169 | Framed, Ledged and Braced | T21.05_Doors, Timber
I | T21.05.172 | <b>Door,</b> 1980mm x 760mm x 44mm thick, with TG&V-jointed vertical boarding set in | T21.05_Doors, Timber | No | 404.2549
I | T21.05.175 | Interior Louvre, RP | T21.05_Doors, Timber
I | T21.05.178 | Full louvre, open type | T21.05_Doors, Timber
I | T21.05.181 | 1980mm x 460mm | T21.05_Doors, Timber | No | 443.5574
I | T21.05.184 | 1980mm x 710mm | T21.05_Doors, Timber | No | 505.3186
I | T21.05.187 | Half louvre, open type | T21.05_Doors, Timber
I | T21.05.190 | 1980mm x 460mm | T21.05_Doors, Timber | No | 437.9428
I | T21.05.193 | 1980mm x 710mm | T21.05_Doors, Timber | No | 505.3186
I | T21.05.196 | Full louvre, closed type | T21.05_Doors, Timber
I | T21.05.199 | 1980mm x 460mm | T21.05_Doors, Timber | No | 432.3281
I | T21.05.202 | 1980mm x 710mm | T21.05_Doors, Timber | No | 505.3186
I | T21.05.205 | Half louvre, closed type | T21.05_Doors, Timber
I | T21.05.208 | 1980mm x 460mm | T21.05_Doors, Timber | No | 432.3281
I | T21.05.211 | 1980mm x 710mm | T21.05_Doors, Timber | No | 505.3186
I | T21.05.214 | Cavity Sliding Door Units | T21.05_Doors, Timber
I | T21.05.217 | <b>Prefabricated Sliding Door Frame and Track,</b> (door not included), suitable for 1980 high door | T21.05_Doors, Timber
I | T21.05.220 | Pine | T21.05_Doors, Timber
I | T21.05.223 | Single door, up to 860mm wide | T21.05_Doors, Timber
B | PM_23DOR_157 | CS-SPMKR SGL PINEGRVE 90S 10G SMSPG-710 | 1 | ea | =XGETRATE("SUP1",$A1,2) | 1 | =PRODUCT(C1*E1,F1) | =G1
B |  | Discount | =XGETVALUE("Discount 10%",3) | % | =SUBTOTAL(G1:G1) | 1 | =PRODUCT(C2*E2,F2) | =G2
B |  | Waste | =XGETVALUE("Waste 5%",3) | % | =SUBTOTAL(G1:G2) | 1 | =PRODUCT(C3*E3,F3) | =G3
B | CarpA | Carpenter | 3 | hrs | =XGETRATE("LAB1",$A4,2) | 1 | =PRODUCT(C4*E4,F4) | =G4
B |  | Margin | =XGETVALUE("Builders margin",3) | % | =SUBTOTAL(G1:G4) | 1 | =PRODUCT(C5*E5,F5) | =G5
I | T21.05.226 | Double door, up to 1720mm wide | T21.05_Doors, Timber
B | PM_23DOR_163 | SPAC CAVITY SLIDE DBL RAD GVD JAMB 860MM | 1 | ea | =XGETRATE("SUP1",$A1,2) | 1 | =PRODUCT(C1*E1,F1) | =G1
B |  | Discount | =XGETVALUE("Discount 10%",3) | % | =SUBTOTAL(G1:G1) | 1 | =PRODUCT(C2*E2,F2) | =G2
B |  | Waste | =XGETVALUE("Waste 5%",3) | % | =SUBTOTAL(G1:G2) | 1 | =PRODUCT(C3*E3,F3) | =G3
B | CarpA | Carpenter | 4 | hrs | =XGETRATE("LAB1",$A4,2) | 1 | =PRODUCT(C4*E4,F4) | =G4
B |  | Margin | =XGETVALUE("Builders margin",3) | % | =SUBTOTAL(G1:G4) | 1 | =PRODUCT(C5*E5,F5) | =G5
I | T21.05.229 | Rimu | T21.05_Doors, Timber
I | T21.05.232 | Single door, up to 860mm wide | T21.05_Doors, Timber
B | PM_23DOR_160 | CS-SPMKR SGL RIMUGRVE 90S 10G SMSRG-710 | 1 | ea | =XGETRATE("SUP1",$A1,2) | 1 | =PRODUCT(C1*E1,F1) | =G1
B |  | Discount | =XGETVALUE("Discount 10%",3) | % | =SUBTOTAL(G1:G1) | 1 | =PRODUCT(C2*E2,F2) | =G2
B |  | Waste | =XGETVALUE("Waste 5%",3) | % | =SUBTOTAL(G1:G2) | 1 | =PRODUCT(C3*E3,F3) | =G3
B | CarpA | Carpenter | 3 | hrs | =XGETRATE("LAB1",$A4,2) | 1 | =PRODUCT(C4*E4,F4) | =G4
B |  | Margin | =XGETVALUE("Builders margin",3) | % | =SUBTOTAL(G1:G4) | 1 | =PRODUCT(C5*E5,F5) | =G5
I | T21.05.235 | Double door, up to 1720mm wide | T21.05_Doors, Timber
B | PM_23DOR_166 | SPAC CAVITY SLIDE DBL RIMU GVD JMB 860MM | 1 | ea | =XGETRATE("SUP1",$A1,2) | 1 | =PRODUCT(C1*E1,F1) | =G1
B |  | Discount | =XGETVALUE("Discount 10%",3) | % | =SUBTOTAL(G1:G1) | 1 | =PRODUCT(C2*E2,F2) | =G2
B |  | Waste | =XGETVALUE("Waste 5%",3) | % | =SUBTOTAL(G1:G2) | 1 | =PRODUCT(C3*E3,F3) | =G3
B | CarpA | Carpenter | 4 | hrs | =XGETRATE("LAB1",$A4,2) | 1 | =PRODUCT(C4*E4,F4) | =G4
B |  | Margin | =XGETVALUE("Builders margin",3) | % | =SUBTOTAL(G1:G4) | 1 | =PRODUCT(C5*E5,F5) | =G5
I | T21.06.001 | Doors, Aluminium | T21.06_Doors, Aluminium
I | T21.06.004 | Prices are for commercial quality doors and include clear anodised aluminium and glazing | T21.06_Doors, Aluminium
I | T21.06.007 | <b>Hinged Door,</b> single panel, including surface mounted closer, lock, glazed with 6mm toughened safety glass | T21.06_Doors, Aluminium
I | T21.06.010 | Single door and frame, 1980mm x 810mm | T21.06_Doors, Aluminium | No | 1740.5418
I | T21.06.013 | Double door and frame, 1980mm x 1620mm | T21.06_Doors, Aluminium | No | 2751.1789
I | T21.06.016 | <b>Sliding Door,</b> single panel, installed in prepared opening, and complete with sliding track, lock, bottom rollers, glazed with 6mm toughened safety glass | T21.06_Doors, Aluminium
I | T21.06.019 | Single door, 1980mm x 810mm | T21.06_Doors, Aluminium | No | 1179.0767
I | T21.06.022 | Double door, 1980mm x 1620mm | T21.06_Doors, Aluminium | No | 2189.7138
I | T21.06.025 | <b>Revolving Door,</b> 2750mm x 1900mm dia, colour anodised aluminium, with 12mm toughened safety glass to door and wing panels | T21.06_Doors, Aluminium | Set | 60638.2293
I | T21.06.028 | <b>Add</b> extra for | T21.06_Doors, Aluminium
I | T21.06.031 | Brass finish in lieu colour anodised | T21.06_Doors, Aluminium | Set | 9713.346
I | T21.06.034 | Stainless steel finish in lieu aluminium | T21.06_Doors, Aluminium | Set | 8478.1228
I | T21.06.037 | Automatic controls | T21.06_Doors, Aluminium | Set | 14598.0922
I | T21.06.040 | <b>Add</b> extra for | T21.06_Doors, Aluminium
I | T21.06.043 | Tinted glass, panic access, rubber mats | T21.06_Doors, Aluminium
I | T21.06.046 | Incorporating company name/identity, ceiling lights, floor grilles, wall grilles | T21.06_Doors, Aluminium
I | T21.07.001 | Doors, Automatic: Frameless Glass | T21.07_Doors, Automatic: Frameless Glass
I | T21.07.004 | Rates include supply, installation and commissioning of frameless glass doors, in 10mm clear toughened glass and running gear track, guides, sensors, safety beam, emergency release button and keyed locks | T21.07_Doors, Automatic: Frameless Glass
I | T21.07.007 | Rates exclude side lights or shopfronts on which doors are fixed | T21.07_Doors, Automatic: Frameless Glass
I | T21.07.010 | <b>Sliding Doors</b> | T21.07_Doors, Automatic: Frameless Glass
I | T21.07.013 | Single, 1980mm x 1000mm wide | T21.07_Doors, Automatic: Frameless Glass | No | 7299.0461
I | T21.07.016 | Bi-parting, 1980mm x 2000mm wide | T21.07_Doors, Automatic: Frameless Glass | No | 9713.346
I | T21.07.019 | Circular Sliding Doors, 1980mm x 2400mm dia in aluminium frame, with double bi-parts each side | T21.07_Doors, Automatic: Frameless Glass | No | 84219.7629
I | T21.07.022 | Stacking Type Sliding Doors, 1980mm x 2700mm, 3 leaf | T21.07_Doors, Automatic: Frameless Glass | No | 9713.346
I | T21.07.025 | <b>Add</b> extra for | T21.07_Doors, Automatic: Frameless Glass
I | T21.07.028 | Electronic locking, including key switching and exit control | T21.07_Doors, Automatic: Frameless Glass | No | 1235.2232
I | T21.07.031 | Specialist switching | T21.07_Doors, Automatic: Frameless Glass
I | T21.08.001 | Doors, Domestic Garage, Sectional | T21.08_Doors, Domestic Garage, Sectional
I | T21.08.004 | Prices include fixing to timber frame | T21.08_Doors, Domestic Garage, Sectional
I | T21.08.007 | <b>Timber Clad Door,</b> cedar TG&V, single garage | T21.08_Doors, Domestic Garage, Sectional
I | T21.08.010 | 2300mm x 2400mm | T21.08_Doors, Domestic Garage, Sectional | No
B | PM_23DOR_121 | GGD DR CEDAR TG&V 100X12 2.4MW X 2.2MH | 1 | ea | =XGETRATE("MAT",$A1,2) | 1 | =PRODUCT(C1*E1,F1) | =G1
B |  | Discount | =XGETVALUE("Discount 10%",3) | % | =SUBTOTAL(G1:G1) | 1 | =PRODUCT(C2*E2,F2) | =G2
B |  | Waste | =XGETVALUE("Waste 2.5%",3) | % | =SUBTOTAL(G1:G2) | 1 | =PRODUCT(C3*E3,F3) | =G3
B | CarpA | Carpenter | 6 | hrs | =XGETRATE("LAB1",$A4,2) | 1 | =PRODUCT(C4*E4,F4) | =G4
B |  | Margin | =XGETVALUE("Builders margin",3) | % | =SUBTOTAL(G1:G4) | 1 | =PRODUCT(C5*E5,F5) | =G5
I | T21.08.013 | 2800mm x 2400mm | T21.08_Doors, Domestic Garage, Sectional | No
B | PM_23DOR_124 | GGD DR CEDAR TG&V 100X12 2.4MW X 2.75MH | 1 | ea | =XGETRATE("MAT",$A1,2) | 1 | =PRODUCT(C1*E1,F1) | =G1
B |  | Discount | =XGETVALUE("Discount 10%",3) | % | =SUBTOTAL(G1:G1) | 1 | =PRODUCT(C2*E2,F2) | =G2
B |  | Waste | =XGETVALUE("Waste 2.5%",3) | % | =SUBTOTAL(G1:G2) | 1 | =PRODUCT(C3*E3,F3) | =G3
B | CarpA | Carpenter | 6 | hrs | =XGETRATE("LAB1",$A4,2) | 1 | =PRODUCT(C4*E4,F4) | =G4
B |  | Margin | =XGETVALUE("Builders margin",3) | % | =SUBTOTAL(G1:G4) | 1 | =PRODUCT(C5*E5,F5) | =G5
I | T21.08.016 | 2300mm x 2700mm | T21.08_Doors, Domestic Garage, Sectional | No
B | PM_23DOR_127 | GGD DR CEDAR TG&V 100X12 2.7MW X 2.2MH | 1 | ea | =XGETRATE("MAT",$A1,2) | 1 | =PRODUCT(C1*E1,F1) | =G1
B |  | Discount | =XGETVALUE("Discount 10%",3) | % | =SUBTOTAL(G1:G1) | 1 | =PRODUCT(C2*E2,F2) | =G2
B |  | Waste | =XGETVALUE("Waste 2.5%",3) | % | =SUBTOTAL(G1:G2) | 1 | =PRODUCT(C3*E3,F3) | =G3
B | CarpA | Carpenter | 6 | hrs | =XGETRATE("LAB1",$A4,2) | 1 | =PRODUCT(C4*E4,F4) | =G4
B |  | Margin | =XGETVALUE("Builders margin",3) | % | =SUBTOTAL(G1:G4) | 1 | =PRODUCT(C5*E5,F5) | =G5
I | T21.08.019 | 2800mm x 2700mm | T21.08_Doors, Domestic Garage, Sectional | No
B | PM_23DOR_130 | GGD DR CEDAR TG&V 100X12 2.7MW X 2.75MH | 1 | ea | =XGETRATE("MAT",$A1,2) | 1 | =PRODUCT(C1*E1,F1) | =G1
B |  | Discount | =XGETVALUE("Discount 10%",3) | % | =SUBTOTAL(G1:G1) | 1 | =PRODUCT(C2*E2,F2) | =G2
B |  | Waste | =XGETVALUE("Waste 2.5%",3) | % | =SUBTOTAL(G1:G2) | 1 | =PRODUCT(C3*E3,F3) | =G3
B | CarpA | Carpenter | 6 | hrs | =XGETRATE("LAB1",$A4,2) | 1 | =PRODUCT(C4*E4,F4) | =G4
B |  | Margin | =XGETVALUE("Builders margin",3) | % | =SUBTOTAL(G1:G4) | 1 | =PRODUCT(C5*E5,F5) | =G5
I | T21.08.022 | 2300mm x 3000mm | T21.08_Doors, Domestic Garage, Sectional | No
B | PM_23DOR_133 | GGD DR CEDAR TG&V 100X12 3.0MW X 2.2MH | 1 | ea | =XGETRATE("MAT",$A1,2) | 1 | =PRODUCT(C1*E1,F1) | =G1
B |  | Discount | =XGETVALUE("Discount 10%",3) | % | =SUBTOTAL(G1:G1) | 1 | =PRODUCT(C2*E2,F2) | =G2
B |  | Waste | =XGETVALUE("Waste 2.5%",3) | % | =SUBTOTAL(G1:G2) | 1 | =PRODUCT(C3*E3,F3) | =G3
B | CarpA | Carpenter | 6 | hrs | =XGETRATE("LAB1",$A4,2) | 1 | =PRODUCT(C4*E4,F4) | =G4
B |  | Margin | =XGETVALUE("Builders margin",3) | % | =SUBTOTAL(G1:G4) | 1 | =PRODUCT(C5*E5,F5) | =G5
I | T21.08.025 | 2800mm x 3000mm | T21.08_Doors, Domestic Garage, Sectional | No
B | PM_23DOR_136 | GGD DR CEDAR TG&V 100X12 3.0MW X 2.75MH | 1 | ea | =XGETRATE("MAT",$A1,2) | 1 | =PRODUCT(C1*E1,F1) | =G1
B |  | Discount | =XGETVALUE("Discount 10%",3) | % | =SUBTOTAL(G1:G1) | 1 | =PRODUCT(C2*E2,F2) | =G2
B |  | Waste | =XGETVALUE("Waste 2.5%",3) | % | =SUBTOTAL(G1:G2) | 1 | =PRODUCT(C3*E3,F3) | =G3
B | CarpA | Carpenter | 6 | hrs | =XGETRATE("LAB1",$A4,2) | 1 | =PRODUCT(C4*E4,F4) | =G4
B |  | Margin | =XGETVALUE("Builders margin",3) | % | =SUBTOTAL(G1:G4) | 1 | =PRODUCT(C5*E5,F5) | =G5
I | T21.08.028 | <b>Timber Clad Door,</b> cedar TG&V, double garage | T21.08_Doors, Domestic Garage, Sectional
I | T21.08.031 | 2300mm x 4500mm | T21.08_Doors, Domestic Garage, Sectional | No
B | PM_23DOR_139 | GGD DR CEDAR TG&V 100X12 4.5MW X 2.2MH | 1 | ea | =XGETRATE("MAT",$A1,2) | 1 | =PRODUCT(C1*E1,F1) | =G1
B |  | Discount | =XGETVALUE("Discount 10%",3) | % | =SUBTOTAL(G1:G1) | 1 | =PRODUCT(C2*E2,F2) | =G2
B |  | Waste | =XGETVALUE("Waste 2.5%",3) | % | =SUBTOTAL(G1:G2) | 1 | =PRODUCT(C3*E3,F3) | =G3
B | CarpA | Carpenter | 8 | hrs | =XGETRATE("LAB1",$A4,2) | 1 | =PRODUCT(C4*E4,F4) | =G4
B |  | Margin | =XGETVALUE("Builders margin",3) | % | =SUBTOTAL(G1:G4) | 1 | =PRODUCT(C5*E5,F5) | =G5
I | T21.08.034 | 2800mm x 4500mm | T21.08_Doors, Domestic Garage, Sectional | No
B | PM_23DOR_142 | GGD DR CEDAR TG&V 100X12 4.5MW X 2.75MH | 1 | ea | =XGETRATE("MAT",$A1,2) | 1 | =PRODUCT(C1*E1,F1) | =G1
B |  | Discount | =XGETVALUE("Discount 10%",3) | % | =SUBTOTAL(G1:G1) | 1 | =PRODUCT(C2*E2,F2) | =G2
B |  | Waste | =XGETVALUE("Waste 2.5%",3) | % | =SUBTOTAL(G1:G2) | 1 | =PRODUCT(C3*E3,F3) | =G3
B | CarpA | Carpenter | 8 | hrs | =XGETRATE("LAB1",$A4,2) | 1 | =PRODUCT(C4*E4,F4) | =G4
B |  | Margin | =XGETVALUE("Builders margin",3) | % | =SUBTOTAL(G1:G4) | 1 | =PRODUCT(C5*E5,F5) | =G5
I | T21.08.037 | 2300mm x 4800mm | T21.08_Doors, Domestic Garage, Sectional | No
B | PM_23DOR_145 | GGD DR CEDAR TG&V 100X12 4.8MW X 2.2MH | 1 | ea | =XGETRATE("MAT",$A1,2) | 1 | =PRODUCT(C1*E1,F1) | =G1
B |  | Discount | =XGETVALUE("Discount 10%",3) | % | =SUBTOTAL(G1:G1) | 1 | =PRODUCT(C2*E2,F2) | =G2
B |  | Waste | =XGETVALUE("Waste 2.5%",3) | % | =SUBTOTAL(G1:G2) | 1 | =PRODUCT(C3*E3,F3) | =G3
B | CarpA | Carpenter | 8 | hrs | =XGETRATE("LAB1",$A4,2) | 1 | =PRODUCT(C4*E4,F4) | =G4
B |  | Margin | =XGETVALUE("Builders margin",3) | % | =SUBTOTAL(G1:G4) | 1 | =PRODUCT(C5*E5,F5) | =G5
I | T21.08.040 | 2800mm x 4800mm | T21.08_Doors, Domestic Garage, Sectional | No
B | PM_23DOR_148 | GGD DR CEDAR TG&V 100X12 4.8MW X 2.75MH | 1 | ea | =XGETRATE("MAT",$A1,2) | 1 | =PRODUCT(C1*E1,F1) | =G1
B |  | Discount | =XGETVALUE("Discount 10%",3) | % | =SUBTOTAL(G1:G1) | 1 | =PRODUCT(C2*E2,F2) | =G2
B |  | Waste | =XGETVALUE("Waste 2.5%",3) | % | =SUBTOTAL(G1:G2) | 1 | =PRODUCT(C3*E3,F3) | =G3
B | CarpA | Carpenter | 8 | hrs | =XGETRATE("LAB1",$A4,2) | 1 | =PRODUCT(C4*E4,F4) | =G4
B |  | Margin | =XGETVALUE("Builders margin",3) | % | =SUBTOTAL(G1:G4) | 1 | =PRODUCT(C5*E5,F5) | =G5
I | T21.08.043 | 2300mm x 5100mm | T21.08_Doors, Domestic Garage, Sectional | No
B | PM_23DOR_151 | GGD DR CEDAR TG&V 100X12 5.1MW X 2.2MH | 1 | ea | =XGETRATE("MAT",$A1,2) | 1 | =PRODUCT(C1*E1,F1) | =G1
B |  | Discount | =XGETVALUE("Discount 10%",3) | % | =SUBTOTAL(G1:G1) | 1 | =PRODUCT(C2*E2,F2) | =G2
B |  | Waste | =XGETVALUE("Waste 2.5%",3) | % | =SUBTOTAL(G1:G2) | 1 | =PRODUCT(C3*E3,F3) | =G3
B | CarpA | Carpenter | 8 | hrs | =XGETRATE("LAB1",$A4,2) | 1 | =PRODUCT(C4*E4,F4) | =G4
B |  | Margin | =XGETVALUE("Builders margin",3) | % | =SUBTOTAL(G1:G4) | 1 | =PRODUCT(C5*E5,F5) | =G5
I | T21.08.046 | 2800mm x 5100mm | T21.08_Doors, Domestic Garage, Sectional | No
B | PM_23DOR_154 | GGD DR CEDAR TG&V 100X12 5.1MW X 2.75MH | 1 | ea | =XGETRATE("MAT",$A1,2) | 1 | =PRODUCT(C1*E1,F1) | =G1
B |  | Discount | =XGETVALUE("Discount 10%",3) | % | =SUBTOTAL(G1:G1) | 1 | =PRODUCT(C2*E2,F2) | =G2
B |  | Waste | =XGETVALUE("Waste 2.5%",3) | % | =SUBTOTAL(G1:G2) | 1 | =PRODUCT(C3*E3,F3) | =G3
B | CarpA | Carpenter | 8 | hrs | =XGETRATE("LAB1",$A4,2) | 1 | =PRODUCT(C4*E4,F4) | =G4
B |  | Margin | =XGETVALUE("Builders margin",3) | % | =SUBTOTAL(G1:G4) | 1 | =PRODUCT(C5*E5,F5) | =G5
I | T21.08.049 | <b>COLORSTEEL<s>®</s> Door,</b> panel design, single garage | T21.08_Doors, Domestic Garage, Sectional
I | T21.08.052 | 2300mm x 2400mm | T21.08_Doors, Domestic Garage, Sectional | No
B | PM_23DOR_013 | GGD DR CLRSTL PRESS PAN 2.4MW X 2.28MH | 1 | ea | =XGETRATE("MAT",$A1,2) | 1 | =PRODUCT(C1*E1,F1) | =G1
B |  | Discount | =XGETVALUE("Discount 10%",3) | % | =SUBTOTAL(G1:G1) | 1 | =PRODUCT(C2*E2,F2) | =G2
B |  | Waste | =XGETVALUE("Waste 2.5%",3) | % | =SUBTOTAL(G1:G2) | 1 | =PRODUCT(C3*E3,F3) | =G3
B | CarpA | Carpenter | 6 | hrs | =XGETRATE("LAB1",$A4,2) | 1 | =PRODUCT(C4*E4,F4) | =G4
B |  | Margin | =XGETVALUE("Builders margin",3) | % | =SUBTOTAL(G1:G4) | 1 | =PRODUCT(C5*E5,F5) | =G5
I | T21.08.055 | 2800mm x 2400mm | T21.08_Doors, Domestic Garage, Sectional | No
B | PM_23DOR_016 | GGD DR CLRSTL PRESS PAN 2.4MW X 2.85MH | 1 | ea | =XGETRATE("MAT",$A1,2) | 1 | =PRODUCT(C1*E1,F1) | =G1
B |  | Discount | =XGETVALUE("Discount 10%",3) | % | =SUBTOTAL(G1:G1) | 1 | =PRODUCT(C2*E2,F2) | =G2
B |  | Waste | =XGETVALUE("Waste 2.5%",3) | % | =SUBTOTAL(G1:G2) | 1 | =PRODUCT(C3*E3,F3) | =G3
B | CarpA | Carpenter | 6 | hrs | =XGETRATE("LAB1",$A4,2) | 1 | =PRODUCT(C4*E4,F4) | =G4
B |  | Margin | =XGETVALUE("Builders margin",3) | % | =SUBTOTAL(G1:G4) | 1 | =PRODUCT(C5*E5,F5) | =G5
I | T21.08.058 | 2300mm x 2700mm | T21.08_Doors, Domestic Garage, Sectional | No
B | PM_23DOR_019 | GGD DR CLRSTL PRESS PAN 2.7MW X 2.28MH | 1 | ea | =XGETRATE("MAT",$A1,2) | 1 | =PRODUCT(C1*E1,F1) | =G1
B |  | Discount | =XGETVALUE("Discount 10%",3) | % | =SUBTOTAL(G1:G1) | 1 | =PRODUCT(C2*E2,F2) | =G2
B |  | Waste | =XGETVALUE("Waste 2.5%",3) | % | =SUBTOTAL(G1:G2) | 1 | =PRODUCT(C3*E3,F3) | =G3
B | CarpA | Carpenter | 6 | hrs | =XGETRATE("LAB1",$A4,2) | 1 | =PRODUCT(C4*E4,F4) | =G4
B |  | Margin | =XGETVALUE("Builders margin",3) | % | =SUBTOTAL(G1:G4) | 1 | =PRODUCT(C5*E5,F5) | =G5
I | T21.08.061 | 2800mm x 2700mm | T21.08_Doors, Domestic Garage, Sectional | No
B | PM_23DOR_022 | GGD DR CLRSTL PRESS PAN 2.7MW X 2.85MH | 1 | ea | =XGETRATE("MAT",$A1,2) | 1 | =PRODUCT(C1*E1,F1) | =G1
B |  | Discount | =XGETVALUE("Discount 10%",3) | % | =SUBTOTAL(G1:G1) | 1 | =PRODUCT(C2*E2,F2) | =G2
B |  | Waste | =XGETVALUE("Waste 2.5%",3) | % | =SUBTOTAL(G1:G2) | 1 | =PRODUCT(C3*E3,F3) | =G3
B | CarpA | Carpenter | 6 | hrs | =XGETRATE("LAB1",$A4,2) | 1 | =PRODUCT(C4*E4,F4) | =G4
B |  | Margin | =XGETVALUE("Builders margin",3) | % | =SUBTOTAL(G1:G4) | 1 | =PRODUCT(C5*E5,F5) | =G5
I | T21.08.064 | 2300mm x 3000mm | T21.08_Doors, Domestic Garage, Sectional | No
B | PM_23DOR_025 | GGD DR CLRSTL PRESS PAN 3.0MW X 2.28MH | 1 | ea | =XGETRATE("MAT",$A1,2) | 1 | =PRODUCT(C1*E1,F1) | =G1
B |  | Discount | =XGETVALUE("Discount 10%",3) | % | =SUBTOTAL(G1:G1) | 1 | =PRODUCT(C2*E2,F2) | =G2
B |  | Waste | =XGETVALUE("Waste 2.5%",3) | % | =SUBTOTAL(G1:G2) | 1 | =PRODUCT(C3*E3,F3) | =G3
B | CarpA | Carpenter | 6 | hrs | =XGETRATE("LAB1",$A4,2) | 1 | =PRODUCT(C4*E4,F4) | =G4
B |  | Margin | =XGETVALUE("Builders margin",3) | % | =SUBTOTAL(G1:G4) | 1 | =PRODUCT(C5*E5,F5) | =G5
I | T21.08.067 | 2800mm x 3000mm | T21.08_Doors, Domestic Garage, Sectional | No
B | PM_23DOR_028 | GGD DR CLRSTL PRESS PAN 3.0MW X 2.85MH | 1 | ea | =XGETRATE("MAT",$A1,2) | 1 | =PRODUCT(C1*E1,F1) | =G1
B |  | Discount | =XGETVALUE("Discount 10%",3) | % | =SUBTOTAL(G1:G1) | 1 | =PRODUCT(C2*E2,F2) | =G2
B |  | Waste | =XGETVALUE("Waste 2.5%",3) | % | =SUBTOTAL(G1:G2) | 1 | =PRODUCT(C3*E3,F3) | =G3
B | CarpA | Carpenter | 6 | hrs | =XGETRATE("LAB1",$A4,2) | 1 | =PRODUCT(C4*E4,F4) | =G4
B |  | Margin | =XGETVALUE("Builders margin",3) | % | =SUBTOTAL(G1:G4) | 1 | =PRODUCT(C5*E5,F5) | =G5
I | T21.08.070 | <b>COLORSTEEL<s>®</s> Door,</b> panel design, double garage | T21.08_Doors, Domestic Garage, Sectional
I | T21.08.073 | 2300mm x 4500mm | T21.08_Doors, Domestic Garage, Sectional | No
B | PM_23DOR_031 | GGD DR CLRSTL PRESS PAN 4.5MW X 2.28MH | 1 | ea | =XGETRATE("MAT",$A1,2) | 1 | =PRODUCT(C1*E1,F1) | =G1
B |  | Discount | =XGETVALUE("Discount 10%",3) | % | =SUBTOTAL(G1:G1) | 1 | =PRODUCT(C2*E2,F2) | =G2
B |  | Waste | =XGETVALUE("Waste 2.5%",3) | % | =SUBTOTAL(G1:G2) | 1 | =PRODUCT(C3*E3,F3) | =G3
B | CarpA | Carpenter | 8 | hrs | =XGETRATE("LAB1",$A4,2) | 1 | =PRODUCT(C4*E4,F4) | =G4
B |  | Margin | =XGETVALUE("Builders margin",3) | % | =SUBTOTAL(G1:G4) | 1 | =PRODUCT(C5*E5,F5) | =G5
I | T21.08.076 | 2800mm x 4500mm | T21.08_Doors, Domestic Garage, Sectional | No
B | PM_23DOR_034 | GGD DR CLRSTL PRESS PAN 4.5MW X 2.85MH | 1 | ea | =XGETRATE("MAT",$A1,2) | 1 | =PRODUCT(C1*E1,F1) | =G1
B |  | Discount | =XGETVALUE("Discount 10%",3) | % | =SUBTOTAL(G1:G1) | 1 | =PRODUCT(C2*E2,F2) | =G2
B |  | Waste | =XGETVALUE("Waste 2.5%",3) | % | =SUBTOTAL(G1:G2) | 1 | =PRODUCT(C3*E3,F3) | =G3
B | CarpA | Carpenter | 8 | hrs | =XGETRATE("LAB1",$A4,2) | 1 | =PRODUCT(C4*E4,F4) | =G4
B |  | Margin | =XGETVALUE("Builders margin",3) | % | =SUBTOTAL(G1:G4) | 1 | =PRODUCT(C5*E5,F5) | =G5
I | T21.08.079 | 2300mm x 4800mm | T21.08_Doors, Domestic Garage, Sectional | No
B | PM_23DOR_037 | GGD DR CLRSTL PRESS PAN 4.8MW X 2.28MH | 1 | ea | =XGETRATE("MAT",$A1,2) | 1 | =PRODUCT(C1*E1,F1) | =G1
B |  | Discount | =XGETVALUE("Discount 10%",3) | % | =SUBTOTAL(G1:G1) | 1 | =PRODUCT(C2*E2,F2) | =G2
B |  | Waste | =XGETVALUE("Waste 2.5%",3) | % | =SUBTOTAL(G1:G2) | 1 | =PRODUCT(C3*E3,F3) | =G3
B | CarpA | Carpenter | 8 | hrs | =XGETRATE("LAB1",$A4,2) | 1 | =PRODUCT(C4*E4,F4) | =G4
B |  | Margin | =XGETVALUE("Builders margin",3) | % | =SUBTOTAL(G1:G4) | 1 | =PRODUCT(C5*E5,F5) | =G5
I | T21.08.082 | 2800mm x 4800mm | T21.08_Doors, Domestic Garage, Sectional | No
B | PM_23DOR_040 | GGD DR CLRSTL PRESS PAN 4.8MW X 2.85MH | 1 | ea | =XGETRATE("MAT",$A1,2) | 1 | =PRODUCT(C1*E1,F1) | =G1
B |  | Discount | =XGETVALUE("Discount 10%",3) | % | =SUBTOTAL(G1:G1) | 1 | =PRODUCT(C2*E2,F2) | =G2
B |  | Waste | =XGETVALUE("Waste 2.5%",3) | % | =SUBTOTAL(G1:G2) | 1 | =PRODUCT(C3*E3,F3) | =G3
B | CarpA | Carpenter | 8 | hrs | =XGETRATE("LAB1",$A4,2) | 1 | =PRODUCT(C4*E4,F4) | =G4
B |  | Margin | =XGETVALUE("Builders margin",3) | % | =SUBTOTAL(G1:G4) | 1 | =PRODUCT(C5*E5,F5) | =G5
I | T21.08.085 | 2300mm x 5100mm | T21.08_Doors, Domestic Garage, Sectional | No
B | PM_23DOR_043 | GGD DR CLRSTL PRESS PAN 5.1MW X 2.28MH | 1 | ea | =XGETRATE("MAT",$A1,2) | 1 | =PRODUCT(C1*E1,F1) | =G1
B |  | Discount | =XGETVALUE("Discount 10%",3) | % | =SUBTOTAL(G1:G1) | 1 | =PRODUCT(C2*E2,F2) | =G2
B |  | Waste | =XGETVALUE("Waste 2.5%",3) | % | =SUBTOTAL(G1:G2) | 1 | =PRODUCT(C3*E3,F3) | =G3
B | CarpA | Carpenter | 8 | hrs | =XGETRATE("LAB1",$A4,2) | 1 | =PRODUCT(C4*E4,F4) | =G4
B |  | Margin | =XGETVALUE("Builders margin",3) | % | =SUBTOTAL(G1:G4) | 1 | =PRODUCT(C5*E5,F5) | =G5
I | T21.08.088 | 2800mm x 5100mm | T21.08_Doors, Domestic Garage, Sectional | No
B | PM_23DOR_046 | GGD DR CLRSTL PRESS PAN 5.1MW X 2.85MH | 1 | ea | =XGETRATE("MAT",$A1,2) | 1 | =PRODUCT(C1*E1,F1) | =G1
B |  | Discount | =XGETVALUE("Discount 10%",3) | % | =SUBTOTAL(G1:G1) | 1 | =PRODUCT(C2*E2,F2) | =G2
B |  | Waste | =XGETVALUE("Waste 2.5%",3) | % | =SUBTOTAL(G1:G2) | 1 | =PRODUCT(C3*E3,F3) | =G3
B | CarpA | Carpenter | 8 | hrs | =XGETRATE("LAB1",$A4,2) | 1 | =PRODUCT(C4*E4,F4) | =G4
B |  | Margin | =XGETVALUE("Builders margin",3) | % | =SUBTOTAL(G1:G4) | 1 | =PRODUCT(C5*E5,F5) | =G5
I | T21.08.091 | <b>COLORSTEEL<s>®</s> Door,</b> rib design, single garage | T21.08_Doors, Domestic Garage, Sectional
I | T21.08.094 | 2300mm x 2400mm | T21.08_Doors, Domestic Garage, Sectional | No
B | PM_23DOR_049 | GGD DR CLRSTL STLINE RIB 2.4MW X 2.2MH | 1 | ea | =XGETRATE("MAT",$A1,2) | 1 | =PRODUCT(C1*E1,F1) | =G1
B |  | Discount | =XGETVALUE("Discount 10%",3) | % | =SUBTOTAL(G1:G1) | 1 | =PRODUCT(C2*E2,F2) | =G2
B |  | Waste | =XGETVALUE("Waste 2.5%",3) | % | =SUBTOTAL(G1:G2) | 1 | =PRODUCT(C3*E3,F3) | =G3
B | CarpA | Carpenter | 6 | hrs | =XGETRATE("LAB1",$A4,2) | 1 | =PRODUCT(C4*E4,F4) | =G4
B |  | Margin | =XGETVALUE("Builders margin",3) | % | =SUBTOTAL(G1:G4) | 1 | =PRODUCT(C5*E5,F5) | =G5
I | T21.08.097 | 2800mm x 2400mm | T21.08_Doors, Domestic Garage, Sectional | No
B | PM_23DOR_052 | GGD DR CLRSTL STLINE RIB 2.4MW X 2.76MH | 1 | ea | =XGETRATE("MAT",$A1,2) | 1 | =PRODUCT(C1*E1,F1) | =G1
B |  | Discount | =XGETVALUE("Discount 10%",3) | % | =SUBTOTAL(G1:G1) | 1 | =PRODUCT(C2*E2,F2) | =G2
B |  | Waste | =XGETVALUE("Waste 2.5%",3) | % | =SUBTOTAL(G1:G2) | 1 | =PRODUCT(C3*E3,F3) | =G3
B | CarpA | Carpenter | 6 | hrs | =XGETRATE("LAB1",$A4,2) | 1 | =PRODUCT(C4*E4,F4) | =G4
B |  | Margin | =XGETVALUE("Builders margin",3) | % | =SUBTOTAL(G1:G4) | 1 | =PRODUCT(C5*E5,F5) | =G5
I | T21.08.100 | 2300mm x 2700mm | T21.08_Doors, Domestic Garage, Sectional | No
B | PM_23DOR_055 | GGD DR CLRSTL STLINE RIB 2.7MW X 2.2MH | 1 | ea | =XGETRATE("MAT",$A1,2) | 1 | =PRODUCT(C1*E1,F1) | =G1
B |  | Discount | =XGETVALUE("Discount 10%",3) | % | =SUBTOTAL(G1:G1) | 1 | =PRODUCT(C2*E2,F2) | =G2
B |  | Waste | =XGETVALUE("Waste 2.5%",3) | % | =SUBTOTAL(G1:G2) | 1 | =PRODUCT(C3*E3,F3) | =G3
B | CarpA | Carpenter | 6 | hrs | =XGETRATE("LAB1",$A4,2) | 1 | =PRODUCT(C4*E4,F4) | =G4
B |  | Margin | =XGETVALUE("Builders margin",3) | % | =SUBTOTAL(G1:G4) | 1 | =PRODUCT(C5*E5,F5) | =G5
I | T21.08.103 | 2800mm x 2700mm | T21.08_Doors, Domestic Garage, Sectional | No
B | PM_23DOR_058 | GGD DR CLRSTL STLINE RIB 2.7MW X 2.76MH | 1 | ea | =XGETRATE("MAT",$A1,2) | 1 | =PRODUCT(C1*E1,F1) | =G1
B |  | Discount | =XGETVALUE("Discount 10%",3) | % | =SUBTOTAL(G1:G1) | 1 | =PRODUCT(C2*E2,F2) | =G2
B |  | Waste | =XGETVALUE("Waste 2.5%",3) | % | =SUBTOTAL(G1:G2) | 1 | =PRODUCT(C3*E3,F3) | =G3
B | CarpA | Carpenter | 6 | hrs | =XGETRATE("LAB1",$A4,2) | 1 | =PRODUCT(C4*E4,F4) | =G4
B |  | Margin | =XGETVALUE("Builders margin",3) | % | =SUBTOTAL(G1:G4) | 1 | =PRODUCT(C5*E5,F5) | =G5
I | T21.08.106 | 2300mm x 3000mm | T21.08_Doors, Domestic Garage, Sectional | No
B | PM_23DOR_061 | GGD DR CLRSTL STLINE RIB 3.0MW X 2.2MH | 1 | ea | =XGETRATE("MAT",$A1,2) | 1 | =PRODUCT(C1*E1,F1) | =G1
B |  | Discount | =XGETVALUE("Discount 10%",3) | % | =SUBTOTAL(G1:G1) | 1 | =PRODUCT(C2*E2,F2) | =G2
B |  | Waste | =XGETVALUE("Waste 2.5%",3) | % | =SUBTOTAL(G1:G2) | 1 | =PRODUCT(C3*E3,F3) | =G3
B | CarpA | Carpenter | 6 | hrs | =XGETRATE("LAB1",$A4,2) | 1 | =PRODUCT(C4*E4,F4) | =G4
B |  | Margin | =XGETVALUE("Builders margin",3) | % | =SUBTOTAL(G1:G4) | 1 | =PRODUCT(C5*E5,F5) | =G5
I | T21.08.109 | 2800mm x 3000mm | T21.08_Doors, Domestic Garage, Sectional | No
B | PM_23DOR_064 | GGD DR CLRSTL STLINE RIB 3.0MW X 2.76MH | 1 | ea | =XGETRATE("MAT",$A1,2) | 1 | =PRODUCT(C1*E1,F1) | =G1
B |  | Discount | =XGETVALUE("Discount 10%",3) | % | =SUBTOTAL(G1:G1) | 1 | =PRODUCT(C2*E2,F2) | =G2
B |  | Waste | =XGETVALUE("Waste 2.5%",3) | % | =SUBTOTAL(G1:G2) | 1 | =PRODUCT(C3*E3,F3) | =G3
B | CarpA | Carpenter | 6 | hrs | =XGETRATE("LAB1",$A4,2) | 1 | =PRODUCT(C4*E4,F4) | =G4
B |  | Margin | =XGETVALUE("Builders margin",3) | % | =SUBTOTAL(G1:G4) | 1 | =PRODUCT(C5*E5,F5) | =G5
I | T21.08.112 | <b>COLORSTEEL<s>®</s> Door,</b> panelled, double garage | T21.08_Doors, Domestic Garage, Sectional
I | T21.08.115 | 2300mm x 4500mm | T21.08_Doors, Domestic Garage, Sectional | No
B | PM_23DOR_067 | GGD DR CLRSTL STLINE RIB 4.5MW X 2.2MH | 1 | ea | =XGETRATE("MAT",$A1,2) | 1 | =PRODUCT(C1*E1,F1) | =G1
B |  | Discount | =XGETVALUE("Discount 10%",3) | % | =SUBTOTAL(G1:G1) | 1 | =PRODUCT(C2*E2,F2) | =G2
B |  | Waste | =XGETVALUE("Waste 2.5%",3) | % | =SUBTOTAL(G1:G2) | 1 | =PRODUCT(C3*E3,F3) | =G3
B | CarpA | Carpenter | 8 | hrs | =XGETRATE("LAB1",$A4,2) | 1 | =PRODUCT(C4*E4,F4) | =G4
B |  | Margin | =XGETVALUE("Builders margin",3) | % | =SUBTOTAL(G1:G4) | 1 | =PRODUCT(C5*E5,F5) | =G5
I | T21.08.118 | 2800mm x 4500mm | T21.08_Doors, Domestic Garage, Sectional | No
B | PM_23DOR_070 | GGD DR CLRSTL STLINE RIB 4.5MW X 2.76MH | 1 | ea | =XGETRATE("MAT",$A1,2) | 1 | =PRODUCT(C1*E1,F1) | =G1
B |  | Discount | =XGETVALUE("Discount 10%",3) | % | =SUBTOTAL(G1:G1) | 1 | =PRODUCT(C2*E2,F2) | =G2
B |  | Waste | =XGETVALUE("Waste 2.5%",3) | % | =SUBTOTAL(G1:G2) | 1 | =PRODUCT(C3*E3,F3) | =G3
B | CarpA | Carpenter | 8 | hrs | =XGETRATE("LAB1",$A4,2) | 1 | =PRODUCT(C4*E4,F4) | =G4
B |  | Margin | =XGETVALUE("Builders margin",3) | % | =SUBTOTAL(G1:G4) | 1 | =PRODUCT(C5*E5,F5) | =G5
I | T21.08.121 | 2300mm x 4800mm | T21.08_Doors, Domestic Garage, Sectional | No
B | PM_23DOR_073 | GGD DR CLRSTL STLINE RIB 4.8MW X 2.2MH | 1 | ea | =XGETRATE("MAT",$A1,2) | 1 | =PRODUCT(C1*E1,F1) | =G1
B |  | Discount | =XGETVALUE("Discount 10%",3) | % | =SUBTOTAL(G1:G1) | 1 | =PRODUCT(C2*E2,F2) | =G2
B |  | Waste | =XGETVALUE("Waste 2.5%",3) | % | =SUBTOTAL(G1:G2) | 1 | =PRODUCT(C3*E3,F3) | =G3
B | CarpA | Carpenter | 8 | hrs | =XGETRATE("LAB1",$A4,2) | 1 | =PRODUCT(C4*E4,F4) | =G4
B |  | Margin | =XGETVALUE("Builders margin",3) | % | =SUBTOTAL(G1:G4) | 1 | =PRODUCT(C5*E5,F5) | =G5
I | T21.08.124 | 2800mm x 4800mm | T21.08_Doors, Domestic Garage, Sectional | No
B | PM_23DOR_076 | GGD DR CLRSTL STLINE RIB 4.8MW X 2.76MH | 1 | ea | =XGETRATE("MAT",$A1,2) | 1 | =PRODUCT(C1*E1,F1) | =G1
B |  | Discount | =XGETVALUE("Discount 10%",3) | % | =SUBTOTAL(G1:G1) | 1 | =PRODUCT(C2*E2,F2) | =G2
B |  | Waste | =XGETVALUE("Waste 2.5%",3) | % | =SUBTOTAL(G1:G2) | 1 | =PRODUCT(C3*E3,F3) | =G3
B | CarpA | Carpenter | 8 | hrs | =XGETRATE("LAB1",$A4,2) | 1 | =PRODUCT(C4*E4,F4) | =G4
B |  | Margin | =XGETVALUE("Builders margin",3) | % | =SUBTOTAL(G1:G4) | 1 | =PRODUCT(C5*E5,F5) | =G5
I | T21.08.127 | 2300mm x 5100mm | T21.08_Doors, Domestic Garage, Sectional | No
B | PM_23DOR_079 | GGD DR CLRSTL STLINE RIB 5.1MW X 2.2MH | 1 | ea | =XGETRATE("MAT",$A1,2) | 1 | =PRODUCT(C1*E1,F1) | =G1
B |  | Discount | =XGETVALUE("Discount 10%",3) | % | =SUBTOTAL(G1:G1) | 1 | =PRODUCT(C2*E2,F2) | =G2
B |  | Waste | =XGETVALUE("Waste 2.5%",3) | % | =SUBTOTAL(G1:G2) | 1 | =PRODUCT(C3*E3,F3) | =G3
B | CarpA | Carpenter | 8 | hrs | =XGETRATE("LAB1",$A4,2) | 1 | =PRODUCT(C4*E4,F4) | =G4
B |  | Margin | =XGETVALUE("Builders margin",3) | % | =SUBTOTAL(G1:G4) | 1 | =PRODUCT(C5*E5,F5) | =G5
I | T21.08.130 | 2800mm x 5100mm | T21.08_Doors, Domestic Garage, Sectional | No
B | PM_23DOR_082 | GGD DR CLRSTL STLINE RIB 5.1MW X 2.76MH | 1 | ea | =XGETRATE("MAT",$A1,2) | 1 | =PRODUCT(C1*E1,F1) | =G1
B |  | Discount | =XGETVALUE("Discount 10%",3) | % | =SUBTOTAL(G1:G1) | 1 | =PRODUCT(C2*E2,F2) | =G2
B |  | Waste | =XGETVALUE("Waste 2.5%",3) | % | =SUBTOTAL(G1:G2) | 1 | =PRODUCT(C3*E3,F3) | =G3
B | CarpA | Carpenter | 8 | hrs | =XGETRATE("LAB1",$A4,2) | 1 | =PRODUCT(C4*E4,F4) | =G4
B |  | Margin | =XGETVALUE("Builders margin",3) | % | =SUBTOTAL(G1:G4) | 1 | =PRODUCT(C5*E5,F5) | =G5
I | T21.08.133 | <b>Powdercoated Steel Door,</b> panel design, single garage | T21.08_Doors, Domestic Garage, Sectional
I | T21.08.136 | 2300mm x 2400mm | T21.08_Doors, Domestic Garage, Sectional | No
B | PM_23DOR_085 | GGD DR PWDRCTD PRESS PAN 2.4MW X 2.28MH | 1 | ea | =XGETRATE("MAT",$A1,2) | 1 | =PRODUCT(C1*E1,F1) | =G1
B |  | Discount | =XGETVALUE("Discount 10%",3) | % | =SUBTOTAL(G1:G1) | 1 | =PRODUCT(C2*E2,F2) | =G2
B |  | Waste | =XGETVALUE("Waste 2.5%",3) | % | =SUBTOTAL(G1:G2) | 1 | =PRODUCT(C3*E3,F3) | =G3
B | CarpA | Carpenter | 6 | hrs | =XGETRATE("LAB1",$A4,2) | 1 | =PRODUCT(C4*E4,F4) | =G4
B |  | Margin | =XGETVALUE("Builders margin",3) | % | =SUBTOTAL(G1:G4) | 1 | =PRODUCT(C5*E5,F5) | =G5
I | T21.08.139 | 2800mm x 2400mm | T21.08_Doors, Domestic Garage, Sectional | No
B | PM_23DOR_088 | GGD DR PWDRCTD PRESS PAN 2.4MW X 2.85MH | 1 | ea | =XGETRATE("MAT",$A1,2) | 1 | =PRODUCT(C1*E1,F1) | =G1
B |  | Discount | =XGETVALUE("Discount 10%",3) | % | =SUBTOTAL(G1:G1) | 1 | =PRODUCT(C2*E2,F2) | =G2
B |  | Waste | =XGETVALUE("Waste 2.5%",3) | % | =SUBTOTAL(G1:G2) | 1 | =PRODUCT(C3*E3,F3) | =G3
B | CarpA | Carpenter | 6 | hrs | =XGETRATE("LAB1",$A4,2) | 1 | =PRODUCT(C4*E4,F4) | =G4
B |  | Margin | =XGETVALUE("Builders margin",3) | % | =SUBTOTAL(G1:G4) | 1 | =PRODUCT(C5*E5,F5) | =G5
I | T21.08.142 | 2300mm x 2700mm | T21.08_Doors, Domestic Garage, Sectional | No
B | PM_23DOR_091 | GGD DR PWDRCTD PRESS PAN 2.7MW X 2.28MH | 1 | ea | =XGETRATE("MAT",$A1,2) | 1 | =PRODUCT(C1*E1,F1) | =G1
B |  | Discount | =XGETVALUE("Discount 10%",3) | % | =SUBTOTAL(G1:G1) | 1 | =PRODUCT(C2*E2,F2) | =G2
B |  | Waste | =XGETVALUE("Waste 2.5%",3) | % | =SUBTOTAL(G1:G2) | 1 | =PRODUCT(C3*E3,F3) | =G3
B | CarpA | Carpenter | 6 | hrs | =XGETRATE("LAB1",$A4,2) | 1 | =PRODUCT(C4*E4,F4) | =G4
B |  | Margin | =XGETVALUE("Builders margin",3) | % | =SUBTOTAL(G1:G4) | 1 | =PRODUCT(C5*E5,F5) | =G5
I | T21.08.145 | 2800mm x 2700mm | T21.08_Doors, Domestic Garage, Sectional | No
B | PM_23DOR_094 | GGD DR CLRSTL PRESS PAN 3.0MW X 2.85MH | 1 | ea | =XGETRATE("MAT",$A1,2) | 1 | =PRODUCT(C1*E1,F1) | =G1
B |  | Discount | =XGETVALUE("Discount 10%",3) | % | =SUBTOTAL(G1:G1) | 1 | =PRODUCT(C2*E2,F2) | =G2
B |  | Waste | =XGETVALUE("Waste 2.5%",3) | % | =SUBTOTAL(G1:G2) | 1 | =PRODUCT(C3*E3,F3) | =G3
B | CarpA | Carpenter | 6 | hrs | =XGETRATE("LAB1",$A4,2) | 1 | =PRODUCT(C4*E4,F4) | =G4
B |  | Margin | =XGETVALUE("Builders margin",3) | % | =SUBTOTAL(G1:G4) | 1 | =PRODUCT(C5*E5,F5) | =G5
I | T21.08.148 | 2300mm x 3000mm | T21.08_Doors, Domestic Garage, Sectional | No
B | PM_23DOR_097 | GGD DR PWDRCTD PRESS PAN 3.0MW X 2.28MH | 1 | ea | =XGETRATE("MAT",$A1,2) | 1 | =PRODUCT(C1*E1,F1) | =G1
B |  | Discount | =XGETVALUE("Discount 10%",3) | % | =SUBTOTAL(G1:G1) | 1 | =PRODUCT(C2*E2,F2) | =G2
B |  | Waste | =XGETVALUE("Waste 2.5%",3) | % | =SUBTOTAL(G1:G2) | 1 | =PRODUCT(C3*E3,F3) | =G3
B | CarpA | Carpenter | 6 | hrs | =XGETRATE("LAB1",$A4,2) | 1 | =PRODUCT(C4*E4,F4) | =G4
B |  | Margin | =XGETVALUE("Builders margin",3) | % | =SUBTOTAL(G1:G4) | 1 | =PRODUCT(C5*E5,F5) | =G5
I | T21.08.151 | 2800mm x 3000mm | T21.08_Doors, Domestic Garage, Sectional | No
B | PM_23DOR_100 | GGD DR PWDRCTD PRESS PAN 3.0MW X 2.85MH | 1 | ea | =XGETRATE("MAT",$A1,2) | 1 | =PRODUCT(C1*E1,F1) | =G1
B |  | Discount | =XGETVALUE("Discount 10%",3) | % | =SUBTOTAL(G1:G1) | 1 | =PRODUCT(C2*E2,F2) | =G2
B |  | Waste | =XGETVALUE("Waste 2.5%",3) | % | =SUBTOTAL(G1:G2) | 1 | =PRODUCT(C3*E3,F3) | =G3
B | CarpA | Carpenter | 6 | hrs | =XGETRATE("LAB1",$A4,2) | 1 | =PRODUCT(C4*E4,F4) | =G4
B |  | Margin | =XGETVALUE("Builders margin",3) | % | =SUBTOTAL(G1:G4) | 1 | =PRODUCT(C5*E5,F5) | =G5
I | T21.08.154 | <b>Powdercoated Steel Door,</b> panel design, double garage | T21.08_Doors, Domestic Garage, Sectional
I | T21.08.157 | 2300mm x 4500mm | T21.08_Doors, Domestic Garage, Sectional | No
B | PM_23DOR_103 | GGD DR PWDRCTD PRESS PAN 4.5MW X 2.28MH | 1 | ea | =XGETRATE("MAT",$A1,2) | 1 | =PRODUCT(C1*E1,F1) | =G1
B |  | Discount | =XGETVALUE("Discount 10%",3) | % | =SUBTOTAL(G1:G1) | 1 | =PRODUCT(C2*E2,F2) | =G2
B |  | Waste | =XGETVALUE("Waste 2.5%",3) | % | =SUBTOTAL(G1:G2) | 1 | =PRODUCT(C3*E3,F3) | =G3
B | CarpA | Carpenter | 8 | hrs | =XGETRATE("LAB1",$A4,2) | 1 | =PRODUCT(C4*E4,F4) | =G4
B |  | Margin | =XGETVALUE("Builders margin",3) | % | =SUBTOTAL(G1:G4) | 1 | =PRODUCT(C5*E5,F5) | =G5
I | T21.08.160 | 2800mm x 4500mm | T21.08_Doors, Domestic Garage, Sectional | No
B | PM_23DOR_106 | GGD DR PWDRCTD PRESS PAN 4.5MW X 2.85MH | 1 | ea | =XGETRATE("MAT",$A1,2) | 1 | =PRODUCT(C1*E1,F1) | =G1
B |  | Discount | =XGETVALUE("Discount 10%",3) | % | =SUBTOTAL(G1:G1) | 1 | =PRODUCT(C2*E2,F2) | =G2
B |  | Waste | =XGETVALUE("Waste 2.5%",3) | % | =SUBTOTAL(G1:G2) | 1 | =PRODUCT(C3*E3,F3) | =G3
B | CarpA | Carpenter | 8 | hrs | =XGETRATE("LAB1",$A4,2) | 1 | =PRODUCT(C4*E4,F4) | =G4
B |  | Margin | =XGETVALUE("Builders margin",3) | % | =SUBTOTAL(G1:G4) | 1 | =PRODUCT(C5*E5,F5) | =G5
I | T21.08.163 | 2300mm x 4800mm | T21.08_Doors, Domestic Garage, Sectional | No
B | PM_23DOR_109 | GGD DR PWDRCTD PRESS PAN 4.8MW X 2.28MH | 1 | ea | =XGETRATE("MAT",$A1,2) | 1 | =PRODUCT(C1*E1,F1) | =G1
B |  | Discount | =XGETVALUE("Discount 10%",3) | % | =SUBTOTAL(G1:G1) | 1 | =PRODUCT(C2*E2,F2) | =G2
B |  | Waste | =XGETVALUE("Waste 2.5%",3) | % | =SUBTOTAL(G1:G2) | 1 | =PRODUCT(C3*E3,F3) | =G3
B | CarpA | Carpenter | 8 | hrs | =XGETRATE("LAB1",$A4,2) | 1 | =PRODUCT(C4*E4,F4) | =G4
B |  | Margin | =XGETVALUE("Builders margin",3) | % | =SUBTOTAL(G1:G4) | 1 | =PRODUCT(C5*E5,F5) | =G5
I | T21.08.166 | 2800mm x 4800mm | T21.08_Doors, Domestic Garage, Sectional | No
B | PM_23DOR_112 | GGD DR PWDRCTD PRESS PAN 4.8MW X 2.85MH | 1 | ea | =XGETRATE("MAT",$A1,2) | 1 | =PRODUCT(C1*E1,F1) | =G1
B |  | Discount | =XGETVALUE("Discount 10%",3) | % | =SUBTOTAL(G1:G1) | 1 | =PRODUCT(C2*E2,F2) | =G2
B |  | Waste | =XGETVALUE("Waste 2.5%",3) | % | =SUBTOTAL(G1:G2) | 1 | =PRODUCT(C3*E3,F3) | =G3
B | CarpA | Carpenter | 8 | hrs | =XGETRATE("LAB1",$A4,2) | 1 | =PRODUCT(C4*E4,F4) | =G4
B |  | Margin | =XGETVALUE("Builders margin",3) | % | =SUBTOTAL(G1:G4) | 1 | =PRODUCT(C5*E5,F5) | =G5
I | T21.08.169 | 2300mm x 5100mm | T21.08_Doors, Domestic Garage, Sectional | No
B | PM_23DOR_115 | GGD DR PWDRCTD PRESS PAN 5.1MW X 2.28MH | 1 | ea | =XGETRATE("MAT",$A1,2) | 1 | =PRODUCT(C1*E1,F1) | =G1
B |  | Discount | =XGETVALUE("Discount 10%",3) | % | =SUBTOTAL(G1:G1) | 1 | =PRODUCT(C2*E2,F2) | =G2
B |  | Waste | =XGETVALUE("Waste 2.5%",3) | % | =SUBTOTAL(G1:G2) | 1 | =PRODUCT(C3*E3,F3) | =G3
B | CarpA | Carpenter | 8 | hrs | =XGETRATE("LAB1",$A4,2) | 1 | =PRODUCT(C4*E4,F4) | =G4
B |  | Margin | =XGETVALUE("Builders margin",3) | % | =SUBTOTAL(G1:G4) | 1 | =PRODUCT(C5*E5,F5) | =G5
I | T21.08.172 | 2800mm x 5100mm | T21.08_Doors, Domestic Garage, Sectional | No
B | PM_23DOR_118 | GGD DR PWDRCTD PRESS PAN 5.1MW X 2.85MH | 1 | ea | =XGETRATE("MAT",$A1,2) | 1 | =PRODUCT(C1*E1,F1) | =G1
B |  | Discount | =XGETVALUE("Discount 10%",3) | % | =SUBTOTAL(G1:G1) | 1 | =PRODUCT(C2*E2,F2) | =G2
B |  | Waste | =XGETVALUE("Waste 2.5%",3) | % | =SUBTOTAL(G1:G2) | 1 | =PRODUCT(C3*E3,F3) | =G3
B | CarpA | Carpenter | 8 | hrs | =XGETRATE("LAB1",$A4,2) | 1 | =PRODUCT(C4*E4,F4) | =G4
B |  | Margin | =XGETVALUE("Builders margin",3) | % | =SUBTOTAL(G1:G4) | 1 | =PRODUCT(C5*E5,F5) | =G5
I | T21.08.175 | <b>Steel Rolling Door,</b> ZINCALUME<s>®</s> finish | T21.08_Doors, Domestic Garage, Sectional
I | T21.08.178 | 2200mm x 2400mm | T21.08_Doors, Domestic Garage, Sectional | No
B | PM_23DOR_004 | B&D ROLL-A-DOOR ZINCALUME FIN 2.2HX2.4W | 1 | ea | =XGETRATE("SUP1",$A1,2) | 1 | =PRODUCT(C1*E1,F1) | =G1
B |  | Discount | =XGETVALUE("Discount 10%",3) | % | =SUBTOTAL(G1:G1) | 1 | =PRODUCT(C2*E2,F2) | =G2
B |  | Waste | =XGETVALUE("Waste 5%",3) | % | =SUBTOTAL(G1:G2) | 1 | =PRODUCT(C3*E3,F3) | =G3
B | CarpA | Carpenter | 3 | hrs | =XGETRATE("LAB1",$A4,2) | 1 | =PRODUCT(C4*E4,F4) | =G4
B |  | Margin | =XGETVALUE("Builders margin",3) | % | =SUBTOTAL(G1:G4) | 1 | =PRODUCT(C5*E5,F5) | =G5
I | T21.08.181 | <b>Add</b> extra for | T21.08_Doors, Domestic Garage, Sectional
I | T21.08.184 | Timber reveals | T21.08_Doors, Domestic Garage, Sectional
I | T21.08.187 | Fixing to concrete | T21.08_Doors, Domestic Garage, Sectional
I | T21.08.190 | <b>Garage Door Opener</b> | T21.08_Doors, Domestic Garage, Sectional | No
B | PM_23DOR_010 | GUARDIAN AUTO GARAGE DOOR OPENER | 1 | ea | =XGETRATE("SUP1",$A1,2) | 1 | =PRODUCT(C1*E1,F1) | =G1
B |  | Discount | =XGETVALUE("Discount 10%",3) | % | =SUBTOTAL(G1:G1) | 1 | =PRODUCT(C2*E2,F2) | =G2
B |  | Waste | =XGETVALUE("Waste 2.5%",3) | % | =SUBTOTAL(G1:G2) | 1 | =PRODUCT(C3*E3,F3) | =G3
B | CarpA | Carpenter | 2 | hrs | =XGETRATE("LAB1",$A4,2) | 1 | =PRODUCT(C4*E4,F4) | =G4
B |  | Margin | =XGETVALUE("Builders margin",3) | % | =SUBTOTAL(G1:G4) | 1 | =PRODUCT(C5*E5,F5) | =G5
I | T21.08.193 | <b>Wireless Digital Key Pad</b> for garage door opener | T21.08_Doors, Domestic Garage, Sectional | No
B | PM_23DOR_007 | MERLIN WIRELESS DIGITAL KEY PAD | 1 | ea | =XGETRATE("SUP1",$A1,2) | 1 | =PRODUCT(C1*E1,F1) | =G1
B |  | Discount | =XGETVALUE("Discount 10%",3) | % | =SUBTOTAL(G1:G1) | 1 | =PRODUCT(C2*E2,F2) | =G2
B |  | Waste | =XGETVALUE("Waste 2.5%",3) | % | =SUBTOTAL(G1:G2) | 1 | =PRODUCT(C3*E3,F3) | =G3
B | CarpA | Carpenter | 1.5 | hrs | =XGETRATE("LAB1",$A4,2) | 1 | =PRODUCT(C4*E4,F4) | =G4
B |  | Margin | =XGETVALUE("Builders margin",3) | % | =SUBTOTAL(G1:G4) | 1 | =PRODUCT(C5*E5,F5) | =G5
I | T21.09.001 | Doors, Industrial Roller Shutter | T21.09_Doors, Industrial Roller Shutter
I | T21.09.004 | <b>Interlocking Slat Roller Shutter Door,</b> zincalume steel, chain operated | T21.09_Doors, Industrial Roller Shutter
I | T21.09.007 | 2700mm x 2700mm wide | T21.09_Doors, Industrial Roller Shutter | No | 2189.7138
I | T21.09.010 | 3000mm x 3000mm wide | T21.09_Doors, Industrial Roller Shutter | No | 2302.0069
I | T21.09.013 | 3600mm x 3600mm wide | T21.09_Doors, Industrial Roller Shutter | No | 2526.5929
I | T21.09.016 | <b>Add</b> extra for | T21.09_Doors, Industrial Roller Shutter
I | T21.09.019 | Hinged centre mullion | T21.09_Doors, Industrial Roller Shutter
I | T21.09.022 | 4000mm high | T21.09_Doors, Industrial Roller Shutter | No | 1628.2487
I | T21.09.025 | 6000mm high | T21.09_Doors, Industrial Roller Shutter | No | 2414.2999
I | T21.09.028 | Electrically operated opening mechanism | T21.09_Doors, Industrial Roller Shutter
I | T21.09.031 | Single phase | T21.09_Doors, Industrial Roller Shutter | No | 1291.3697
I | T21.09.034 | Three phase | T21.09_Doors, Industrial Roller Shutter | No | 842.1976
I | T21.09.037 | Remote control operation | T21.09_Doors, Industrial Roller Shutter
I | T21.09.040 | Wicket gate | T21.09_Doors, Industrial Roller Shutter
I | T21.09.043 | 1370mm x 610mm wide | T21.09_Doors, Industrial Roller Shutter | No | 971.3346
I | T21.09.046 | 2070mm x 610mm wide | T21.09_Doors, Industrial Roller Shutter | No | 971.3346
I | T21.09.049 | <b>Interlocking Slat Roller Shutter Door,</b> with spring balance, guides and brackets in opening | T21.09_Doors, Industrial Roller Shutter
I | T21.09.052 | Solid anodised aluminium | T21.09_Doors, Industrial Roller Shutter
I | T21.09.055 | 1000mm x 1000mm high | T21.09_Doors, Industrial Roller Shutter | No | 853.4269
I | T21.09.058 | 2000mm x 1000mm high | T21.09_Doors, Industrial Roller Shutter | No | 1111.7009
I | T21.09.061 | 3000mm x 1000mm high | T21.09_Doors, Industrial Roller Shutter | No | 1572.1022
I | T21.09.064 | 1000mm x 2000mm high | T21.09_Doors, Industrial Roller Shutter | No | 1066.7837
I | T21.09.067 | 2000mm x 2000mm high | T21.09_Doors, Industrial Roller Shutter | No | 1796.6883
I | T21.09.070 | 3000mm x 2000mm high | T21.09_Doors, Industrial Roller Shutter | No | 2526.5929
I | T21.09.073 | Slotted anodised aluminium | T21.09_Doors, Industrial Roller Shutter
I | T21.09.076 | 1000mm x 1000mm high | T21.09_Doors, Industrial Roller Shutter | No | 920.8027
I | T21.09.079 | 2000mm x 1000mm high | T21.09_Doors, Industrial Roller Shutter | No | 1347.5162
I | T21.09.082 | 3000mm x 1000mm high | T21.09_Doors, Industrial Roller Shutter | No | 1740.5418
I | T21.09.085 | 1000mm x 2000mm high | T21.09_Doors, Industrial Roller Shutter | No | 1179.0767
I | T21.09.088 | 2000mm x 2000mm high | T21.09_Doors, Industrial Roller Shutter | No | 2189.7138
I | T21.09.091 | 3000mm x 2000mm high | T21.09_Doors, Industrial Roller Shutter | No | 2919.6184
I | T21.09.094 | <b>Add</b> extra for | T21.09_Doors, Industrial Roller Shutter
I | T21.09.097 | Removable mullion | T21.09_Doors, Industrial Roller Shutter
I | T21.09.100 | 1000mm high | T21.09_Doors, Industrial Roller Shutter | No | 157.2102
I | T21.09.103 | 2000mm high | T21.09_Doors, Industrial Roller Shutter | No | 206.6192
I | T21.09.106 | Colour anodising | T21.09_Doors, Industrial Roller Shutter | % | 21.8045
I | T21.09.109 | Motorised control | T21.09_Doors, Industrial Roller Shutter | No | 1005.0225
I | T21.10.001 | Doors, Industrial Roller | T21.10_Doors, Industrial Roller
I | T21.10.004 | <b>Industrial Roller Door,</b> continuous pressed steel, chain operated, zincalume steel finish | T21.10_Doors, Industrial Roller
I | T21.10.007 | 2700mm x 3000mm wide | T21.10_Doors, Industrial Roller | No | 1403.6627
I | T21.10.010 | 3600mm x 3600mm wide | T21.10_Doors, Industrial Roller | No | 2021.2743
I | T21.10.013 | 4000mm x 4000mm wide | T21.10_Doors, Industrial Roller | No | 2582.7394
I | T21.10.016 | <b>Add</b> extra for | T21.10_Doors, Industrial Roller
I | T21.10.019 | Removable centre mullion up to 3400mm high | T21.10_Doors, Industrial Roller | No | 645.6848
I | T21.10.022 | Sliding track mullion over 3420mm high | T21.10_Doors, Industrial Roller | No | 971.3346
I | T21.10.025 | Electrically operated opening mechanism | T21.10_Doors, Industrial Roller | No | 1100.4716
I | T21.10.028 | Wicket gate 2000mm x 600mm wide | T21.10_Doors, Industrial Roller | No | 645.6848
I | T21.11.001 | Doors, Industrial SlideOver | T21.11_Doors, Industrial SlideOver
I | T21.11.004 | <b>Industrial Sectional Horizontal Leaf Slide-Over Folding Door,</b> with counter balance torsion springs, galvanised lift cables and all hardware, in opening 6000mm x 4000mm high | T21.11_Doors, Industrial SlideOver
I | T21.11.007 | Aluminium frame and panels, partially glazed | T21.11_Doors, Industrial SlideOver
I | T21.11.010 | Manually operated | T21.11_Doors, Industrial SlideOver | No | 10443.2506
I | T21.11.013 | Electrically operated | T21.11_Doors, Industrial SlideOver | No | 13250.576
I | T21.11.016 | Zincalume steel frame and panel, partially glazed | T21.11_Doors, Industrial SlideOver
I | T21.11.019 | Manually operated | T21.11_Doors, Industrial SlideOver | No | 9095.7344
I | T21.11.022 | Electrically operated | T21.11_Doors, Industrial SlideOver | No | 13138.283
I | T21.12.001 | Doors, Industrial Folding | T21.12_Doors, Industrial Folding
I | T21.12.004 | <b>Industrial Horizontal Double Leaf Folding Door,</b> with control balance, tracks and hardware, in opening 6000mm x 4000mm high, galvanised frame, pre-finished steel cladding and partial polycarbonate glazing | T21.12_Doors, Industrial Folding
I | T21.12.007 | Manually operated | T21.12_Doors, Industrial Folding | No | 9095.7344
I | T21.12.010 | Electrically operated | T21.12_Doors, Industrial Folding | No | 13587.4551
I | T21.13.001 | Grilles, Retractable and Rolling | T21.13_Grilles, Retractable and Rolling
I | T21.13.004 | <b>Retractable Grille,</b> natural anodised aluminium tube, locks and manual control. | T21.13_Grilles, Retractable and Rolling
I | T21.13.007 | 1000mm x 1000mm | T21.13_Grilles, Retractable and Rolling | No | 774.8218
I | T21.13.010 | 1000mm x 2000mm | T21.13_Grilles, Retractable and Rolling | No | 1111.7009
I | T21.13.013 | 2000mm x 2000mm | T21.13_Grilles, Retractable and Rolling | No | 1515.9557
I | T21.13.016 | <b>Add</b> extra for | T21.13_Grilles, Retractable and Rolling
I | T21.13.019 | Removable mullion, 1000mm high | T21.13_Grilles, Retractable and Rolling | No | 145.9809
I | T21.13.022 | Colour anodising | T21.13_Grilles, Retractable and Rolling | % | 21.8045
I | T21.13.025 | <b>Tube Rolling Grille,</b> 19mm dia natural anodised aluminium with aluminium links, locks and motorised control | T21.13_Grilles, Retractable and Rolling
I | T21.13.028 | 3000mm x 4000mm | T21.13_Grilles, Retractable and Rolling | No | 5109.3323
I | T21.13.031 | 4000mm x 5000mm | T21.13_Grilles, Retractable and Rolling | No | 6681.4345
I | T21.13.034 | <b>Tube Rolling Grille,</b> 12mm dia natural anodised aluminium with moulded nylon links, locks and manual control | T21.13_Grilles, Retractable and Rolling
I | T21.13.037 | 2000mm x 2000mm | T21.13_Grilles, Retractable and Rolling | No | 1459.8092
I | T21.13.040 | 2000mm x 3000mm | T21.13_Grilles, Retractable and Rolling | No | 1796.6883
I | T21.13.043 | 3000mm x 3000mm | T21.13_Grilles, Retractable and Rolling | No | 2245.8603
I | T21.13.046 | <b>Add</b> extra for | T21.13_Grilles, Retractable and Rolling
I | T21.13.049 | Removable mullion | T21.13_Grilles, Retractable and Rolling
I | T21.13.052 | 1000mm high | T21.13_Grilles, Retractable and Rolling | No | 157.2102
I | T21.13.055 | 2000mm high | T21.13_Grilles, Retractable and Rolling | No | 206.6192
I | T21.13.058 | 3000mm high | T21.13_Grilles, Retractable and Rolling | No | 230.2007
I | T21.13.061 | Colour anodising | T21.13_Grilles, Retractable and Rolling | % | 21.8045
I | T21.13.064 | Motorised control | T21.13_Grilles, Retractable and Rolling | No | 1033.0958
I | T21.14.001 | Shutters, Clearspan | T21.14_Shutters, Clearspan
I | T21.14.004 | <b>Clearspan Shutter,</b> natural anodised aluminium channel with clear polycarbonate slats, lock, spring balance, guides and brackets | T21.14_Shutters, Clearspan
I | T21.14.007 | 2000mm x 2000mm | T21.14_Shutters, Clearspan | No | 1179.0767
I | T21.14.010 | 2000mm x 3000mm | T21.14_Shutters, Clearspan | No | 1459.8092
I | T21.14.013 | 3000mm x 3000mm | T21.14_Shutters, Clearspan | No | 1965.1278
I | T21.14.016 | Add extra for | T21.14_Shutters, Clearspan
I | T21.14.019 | Motorised control | T21.14_Shutters, Clearspan | No | 1033.0958
I | T21.14.022 | Colour anodising | T21.14_Shutters, Clearspan | % | 5.4511
I | T21.14.025 | Key switch | T21.14_Shutters, Clearspan
I | T21.15.001 | Doors, Transparent | T21.15_Doors, Transparent
I | T21.15.004 | <b>Translucent PVC Strip Screen,</b> fitted into pressed aluminium headpiece and hung across openings | T21.15_Doors, Transparent
I | T21.15.007 | Flat strip screen for pedestrian use | T21.15_Doors, Transparent
I | T21.15.010 | 100mm wide | T21.15_Doors, Transparent | m2 | 126.8911
I | T21.15.013 | 200mm wide | T21.15_Doors, Transparent | m2 | 145.9809
I | T21.15.016 | 210mm wide profiled strip screen | T21.15_Doors, Transparent
I | T21.15.019 | Light duty | T21.15_Doors, Transparent | m2 | 157.2102
I | T21.15.022 | Medium duty | T21.15_Doors, Transparent | m2 | 169.5625
I | T21.15.025 | Heavy duty | T21.15_Doors, Transparent | m2 | 187.5293
I | T21.15.028 | 300mm wide profiled strip screen | T21.15_Doors, Transparent
I | T21.15.031 | Light duty | T21.15_Doors, Transparent | m2 | 181.9147
I | T21.15.034 | Extra heavy duty | T21.15_Doors, Transparent | m2 | 194.2669
I | T21.15.037 | <b>Industrial Safety Swing Door,</b> 2100mm x 1800mm double door, with translucent PVC sheeting, self-closing and sealing, heavy duty galvanised frame and mounting plates | T21.15_Doors, Transparent
I | T21.15.040 | Light duty | T21.15_Doors, Transparent | No | 2751.1789
I | T21.15.043 | Medium duty | T21.15_Doors, Transparent | No | 3424.937
I | T21.15.046 | Heavy duty | T21.15_Doors, Transparent | No | 3874.1091
I | T21.16.001 | Doors, Folding | T21.16_Doors, Folding
I | T21.16.004 | <b>Accordion Door,</b> 30 STC, with linen-backed vinyl finish, hung on overhead track, hardware and reveal linings | T21.16_Doors, Folding
I | T21.16.007 | 2m2 door area | T21.16_Doors, Folding | m2 | 847.8123
I | T21.16.010 | 30m2 door area | T21.16_Doors, Folding | m2 | 364.9523
I | T21.16.013 | <b>Accordion Door,</b> hung on overhead track, hardware, with imprinted woodgrain-faced particle board panels | T21.16_Doors, Folding
I | T21.16.016 | 125mm panels | T21.16_Doors, Folding | m2 | 181.9147
I | T21.16.019 |  | T21.16_Doors, Folding |  | 241.43
I | T21.16.022 | 200mm panels | T21.16_Doors, Folding | m2 | 241.43
I | T21.16.025 |  | T21.16_Doors, Folding |  | 303.1911
I | T21.16.028 | <b>Acoustic Operable Wall/Door,</b> 40 STC, with | T21.16_Doors, Folding | m2 | 729.9046
I | T21.16.031 | veneer or lacquer paint finish over particle board, hung on overhead track, hardware and reveal linings. | T21.16_Doors, Folding |  | 971.3346
I | T21.16.034 | <b>Won-Door Folding Partition, Model 245 | T21.16_Doors, Folding | m2 | 684.9874
I | T21.16.037 | DuraSound</b> dual track accordion door, 43 STC. Powder coated aluminium finish, fibreglass insulated, hung on overhead track, hardware | T21.16_Doors, Folding |  | 926.4174
I | T21.16.040 | <b>Won-Door Folding Partition, Model 45 | T21.16_Doors, Folding | m2 | 348.1084
I | T21.16.043 | DuraFlex</b> single track accordion door. Powder coated aluminium finish, hung on overhead track, including hardware | T21.16_Doors, Folding |  | 466.016
I | T21.16.046 | <b>Industrial Vertical Leaf Folding Steel Door,</b> electro-galvanised finish | T21.16_Doors, Folding
I | T21.16.049 | Opening between reveals | T21.16_Doors, Folding
I | T21.16.052 | Single door 2000mm x 2200mm | T21.16_Doors, Folding | No | 3088.058
I | T21.16.055 | Opening beyond reveals | T21.16_Doors, Folding
I | T21.16.058 | Single door 2000mm x 2200mm | T21.16_Doors, Folding | No | 3481.0835
I | T21.16.061 | Single door 3300mm x 3300mm | T21.16_Doors, Folding | No | 4154.8416
I | T21.16.064 | Pair of bi-parting doors 4000mm x 6000mm | T21.16_Doors, Folding | No | 10555.5436
I | T21.16.067 | <b>Add</b> extra for | T21.16_Doors, Folding
I | T21.16.070 | Motorised control, door up to 4500mm wide | T21.16_Doors, Folding | No | 4772.4532
I | T21.16.073 | Pair of bi-parting doors require separate motorised controls on each leaf | T21.16_Doors, Folding
I | T21.17.001 | Doors, Fire | T21.17_Doors, Fire
I | T21.17.004 | <b>Hinged Fire Rated Door and Frame,</b> comprising door faced both sides, frame built in and fitted with approved butt hinges, surface mounted closer and latchset | T21.17_Doors, Fire
I | T21.17.007 | <b>Half Hour Rated,</b> hardboard faced for paint finish, timber frame | T21.17_Doors, Fire
I | T21.17.010 | Single door, 1980mm x 810mm | T21.17_Doors, Fire | No | 1291.3697
I | T21.17.013 | Double door, 1980mm x 1620mm | T21.17_Doors, Fire | No | 2695.0324
I | T21.17.016 | <b>One Hour Rated,</b> plywood faced, timber frame | T21.17_Doors, Fire
I | T21.17.019 | Single door, 1980mm x 810mm | T21.17_Doors, Fire | No | 1515.9557
I | T21.17.022 | Double door, 1980mm x 1620mm | T21.17_Doors, Fire | No | 2919.6184
I | T21.17.025 | <b>Two Hour Rated,</b> plywood faced, steel frame | T21.17_Doors, Fire
I | T21.17.028 | Single door, 1980mm x 810mm | T21.17_Doors, Fire | No | 1852.8348
I | T21.17.031 | Double door, 1980mm x 1620mm | T21.17_Doors, Fire | No | 3424.937
I | T21.17.034 | <b>Add</b> extra for | T21.17_Doors, Fire
I | T21.17.037 | Vision panels | T21.17_Doors, Fire
I | T21.17.040 | Additional finish both sides | T21.17_Doors, Fire
I | T21.17.043 | Rimu veneer | T21.17_Doors, Fire | No | 224.586
I | T21.17.046 | 1.5mm electro-galvanised sheet | T21.17_Doors, Fire | No | 398.6402
I | T21.17.049 | <b>Sliding Fire Rated Door,</b> faced both sides with plywood (for paint finish), complete with jamb assembly, automatic closing system, tracks, guides and hardware | T21.17_Doors, Fire
I | T21.17.052 | <b>Two Hour Rated</b> | T21.17_Doors, Fire
I | T21.17.055 | Single door, 2000mm x 1000mm | T21.17_Doors, Fire | No | 3424.937
I | T21.17.058 | Single door, 2400mm x 2100mm | T21.17_Doors, Fire | No | 5951.5299
I | T21.17.061 | Single door, 2400mm x 3000mm | T21.17_Doors, Fire | No | 7748.2182
I | T21.17.064 | <b>Three Hour Rated Door,</b> 2000mm x 1000mm, faced both sides with 1.5mm electro-galvanised sheet | T21.17_Doors, Fire | No | 3874.1091
I | T21.17.067 | <b>Four Hour Rated Door,</b> 2400mm x 3000mm | T21.17_Doors, Fire | No | 11678.4738
I | T21.18.001 | Door Sets, Acoustic | T21.18_Door Sets, Acoustic
I | T21.18.004 | <b>Acoustic Doorset, SP A31C</b> (31 decibel rating) | T21.18_Door Sets, Acoustic
I | T21.18.007 | 1980mm x 810mm single door | T21.18_Door Sets, Acoustic | No | 1572.1022
I | T21.18.010 | 1980mm x 1620mm pair of doors | T21.18_Door Sets, Acoustic | No | 3031.9115
I | T21.18.013 | <b>Acoustic Doorset, SP A37</b> (37 decibel rating) | T21.18_Door Sets, Acoustic
I | T21.18.016 | 1980mm x 810mm single door | T21.18_Door Sets, Acoustic | No | 2077.4208
I | T21.18.019 | <b>Acoustic Doorset, SP A51 ID</b> (51 decibel rating) (comprises two doors in same frame) | T21.18_Door Sets, Acoustic
I | T21.18.022 | 1980mm x 810mm single doors (2 doors) | T21.18_Door Sets, Acoustic | No | 3537.23
I | T21.18.025 | 1980mm x 1620mm pair of doors (4 doors) | T21.18_Door Sets, Acoustic | No | 4828.5997
I | T21.19.001 | Doors and Screens, Security | T21.19_Doors and Screens, Security
I | T21.19.004 | <b>Security Door,</b> 1910mm x 810mm, steel, including frame and standard lock, set in concrete wall | T21.19_Doors and Screens, Security | No | 3256.4975
I | T21.19.007 | <b>Add</b> extra for steel grille gate, including lock | T21.19_Doors and Screens, Security | No | 2582.7394
I | T21.19.010 | <b>Security Door,</b> 2040mm x 860mm, | T21.19_Doors and Screens, Security | No | 673.7581
I | T21.19.013 | anodised aluminium with patterned security grille, insect screen mesh, fitted with hinges and lock. | T21.19_Doors and Screens, Security |  | 898.3441
I | T21.20.001 | Doors and Screens, Insect | T21.20_Doors and Screens, Insect
I | T21.20.004 | <b>Insect Screen Door,</b> 2040mm x 820mm, anodised aluminium with insect screen mesh, and fitted with hinges and door closer | T21.20_Doors and Screens, Insect
I | T21.20.007 | Standard light duty | T21.20_Doors and Screens, Insect | No | 247.0446
I | T21.20.010 | Heavy duty | T21.20_Doors and Screens, Insect | No | 336.8791
I | T21.20.013 | <b>Insect Screen,</b> with clear anodised aluminium | T21.20_Doors and Screens, Insect | m2 | 123.5223
I | T21.20.016 | surround with fibreglass gauze, fixed, hinged or sliding | T21.20_Doors and Screens, Insect |  | 168.4395
I | T21.20.019 | <b>Add</b> extra for | T21.20_Doors and Screens, Insect
I | T21.20.022 | Sliding track beyond screen width | T21.20_Doors and Screens, Insect | m | 16.844
I | T21.20.025 | Screens less than 0.6m2 | T21.20_Doors and Screens, Insect
I | T21.21.001 | Air Curtains | T21.21_Air Curtains
I | T21.21.004 | Units can be series mounted to cover wider openings | T21.21_Air Curtains
I | T21.21.007 | <b>Air Curtain Unit,</b> head or jamb mounted | T21.21_Air Curtains
I | T21.21.010 | 910mm wide, up to 3m deep air cover | T21.21_Air Curtains | No | 1684.3953
I | T21.21.013 | 1210mm wide, up to 2.5m deep air cover | T21.21_Air Curtains | No | 1628.2487
I | T21.21.016 | 1210mm wide, up to 3m deep air cover | T21.21_Air Curtains | No | 1796.6883
I | T24.00.001 | Insulating Panel Systems | T24.00_Insulating Panel Systems
I | T24.01.001 | Cool Rooms | T24.01_Cool Rooms
I | T24.01.004 | <b>Cool Room,</b> with walls and roof constructed of polystyrene foam insulation clad both sides with Colorsteel<s>®</s> sheet, insulated door, external size: | T24.01_Cool Rooms
I | T24.01.007 | 2m x 3m x 2.4m high (Average) | T24.01_Cool Rooms | Each | 5275.9989
I | T24.01.010 | 3m x 3m x 2.4m high (Average) | T24.01_Cool Rooms | Each | 6375.1653
I | T24.01.013 | 3m x 5m x 2.4m high (Average) | T24.01_Cool Rooms | Each | 10002.4145
I | T24.02.001 | Coolroom Shelving | T24.02_Coolroom Shelving
I | T24.02.004 | <b>Storage Shelving,</b> comprising white powdercoated finish over electro-galvanised frames and rails, with wire racks and PVC edge trim. | T24.02_Coolroom Shelving
I | T24.02.007 | <b>Complete shelving fitout,</b> 1800mm high x 450 deep x 4 tiered units, to 3 sides of room, to suit | T24.02_Coolroom Shelving
I | T24.02.010 | 2m x 3m room | T24.02_Coolroom Shelving | No | 3297.4993
I | T24.02.013 | 3m x 3m room | T24.02_Coolroom Shelving | No | 4176.8324
I | T24.02.016 | 3m x 5m room | T24.02_Coolroom Shelving | No | 5495.8321
I | T24.02.019 | <b>Shelving 1200mm high</b> x 2 tier, 1m long | T24.02_Coolroom Shelving
I | T24.02.022 | 300mm deep | T24.02_Coolroom Shelving | No | 329.7499
I | T24.02.025 | 450mm deep | T24.02_Coolroom Shelving | No | 351.7333
I | T24.02.028 | 600mm deep | T24.02_Coolroom Shelving | No | 406.6916
I | T24.02.031 | <b>Shelving 1200mm high</b> x 2 tier, 2m long | T24.02_Coolroom Shelving
I | T24.02.034 | 300mm deep | T24.02_Coolroom Shelving | No | 494.6249
I | T24.02.037 | 450mm deep | T24.02_Coolroom Shelving | No | 527.5999
I | T24.02.040 | 600mm deep | T24.02_Coolroom Shelving | No | 626.5249
I | T24.02.043 | <b>Shelving 1800mm high</b> x 4 tier, 1m long | T24.02_Coolroom Shelving
I | T24.02.046 | 300mm deep | T24.02_Coolroom Shelving | No | 549.5832
I | T24.02.049 | 450mm deep | T24.02_Coolroom Shelving | No | 582.5582
I | T24.02.052 | 600mm deep | T24.02_Coolroom Shelving | No | 686.979
I | T24.02.055 | <b>Shelving 1800mm high</b> x 4 tier, 2m long | T24.02_Coolroom Shelving
I | T24.02.058 | 300mm deep | T24.02_Coolroom Shelving | No | 879.3331
I | T24.02.061 | 450mm deep | T24.02_Coolroom Shelving | No | 934.2915
I | T24.02.064 | 600mm deep | T24.02_Coolroom Shelving | No | 1099.1664
I | T24.02.067 | <b>Shelving 2100mm high</b> x 4 tier, 1m long | T24.02_Coolroom Shelving
I | T24.02.070 | 300mm deep | T24.02_Coolroom Shelving | No | 681.4832
I | T24.02.073 | 450mm deep | T24.02_Coolroom Shelving | No | 714.4582
I | T24.02.076 | 600mm deep | T24.02_Coolroom Shelving | No | 846.3582
I | T24.02.079 | <b>Shelving 2100mm high</b> x 4 tier, 2m long | T24.02_Coolroom Shelving
I | T24.02.082 | 300mm deep | T24.02_Coolroom Shelving | No | 1099.1664
I | T24.02.085 | 450mm deep | T24.02_Coolroom Shelving | No | 1154.1248
I | T24.02.088 | 600mm deep | T24.02_Coolroom Shelving | No | 1401.4372
I | T24.02.091 | <b>Add</b> extra for stainless steel | T24.02_Coolroom Shelving
I | T24.03.001 | Coolroom and Cold Store Doors | T24.03_Coolroom and Cold Store Doors
I | T24.03.004 | <b>Door and Frame,</b> with hardware, installed in prepared opening, clad with Colorsteel<s>®</s> sheeting | T24.03_Coolroom and Cold Store Doors
I | T24.03.007 | <b>Single coolroom door and frame,</b> 100mm thick | T24.03_Coolroom and Cold Store Doors
I | T24.03.010 | 2000mm x 900mm | T24.03_Coolroom and Cold Store Doors | No | 1126.6456
I | T24.03.013 |  | T24.03_Coolroom and Cold Store Doors |  | 1621.2705
I | T24.03.016 | <b>Single cold store door and frame,</b> 150mm thick | T24.03_Coolroom and Cold Store Doors
I | T24.03.019 | 2000mm x 1200mm | T24.03_Coolroom and Cold Store Doors | No | 1566.3122
I | T24.03.022 |  | T24.03_Coolroom and Cold Store Doors |  | 1786.1454
I | T24.03.025 | 2000mm x 1500mm | T24.03_Coolroom and Cold Store Doors | No | 1786.1454
I | T24.03.028 |  | T24.03_Coolroom and Cold Store Doors |  | 2005.9787
I | T24.03.031 | <b>Single cold store door and frame,</b> 150mm thick, with sliding track | T24.03_Coolroom and Cold Store Doors
I | T24.03.034 | 2000mm x 1500mm | T24.03_Coolroom and Cold Store Doors | No | 2005.9787
I | T24.03.037 |  | T24.03_Coolroom and Cold Store Doors |  | 2335.7287
I | T24.03.040 | 3000mm x 2000mm | T24.03_Coolroom and Cold Store Doors | No | 2500.6036
I | T24.03.043 |  | T24.03_Coolroom and Cold Store Doors |  | 2830.3536
I | T24.03.046 | 3000mm x 3000mm | T24.03_Coolroom and Cold Store Doors | No | 3050.1868
I | T24.03.049 |  | T24.03_Coolroom and Cold Store Doors |  | 3379.9368
I | T24.03.052 | <b>Add</b> extra for alternative facings, colours | T24.03_Coolroom and Cold Store Doors
I | T24.04.001 | Insulated Panels | T24.04_Insulated Panels
I | T24.04.004 | Rates exclude structural frames, girts, etc. | T24.04_Insulated Panels
I | T24.04.007 | Rates include fixings, flashings, channels, etc | T24.04_Insulated Panels
I | T24.04.010 | <b>Insulated Panels</b> in walls and ceilings. 1200mm wide panels, lengths to suit, faced both sides with Colorsteel<s>®</s> | T24.04_Insulated Panels
I | T24.04.013 | 50mm thick | T24.04_Insulated Panels | m2 | 93.4291
I | T24.04.016 |  | T24.04_Insulated Panels |  | 104.4208
I | T24.04.019 | 75mm thick | T24.04_Insulated Panels | m2 | 98.925
I | T24.04.022 |  | T24.04_Insulated Panels |  | 109.9166
I | T24.04.025 | 100mm thick | T24.04_Insulated Panels | m2 | 104.4208
I | T24.04.028 |  | T24.04_Insulated Panels |  | 115.4125
I | T24.04.031 | 150mm thick | T24.04_Insulated Panels | m2 | 109.9166
I | T24.04.034 |  | T24.04_Insulated Panels |  | 120.9083
I | T24.04.037 | 200mm thick | T24.04_Insulated Panels | m2 | 120.9083
I | T24.04.040 |  | T24.04_Insulated Panels |  | 126.4041
I | T24.04.043 | 250mm thick | T24.04_Insulated Panels | m2 | 126.4041
I | T24.04.046 |  | T24.04_Insulated Panels |  | 137.3958
I | T24.04.049 | <b>Add</b> extra for alternative facings, colours | T24.04_Insulated Panels
I | T25.00.001 | Proprietary Cladding Systems | T25.00_Proprietary Cladding Systems
I | T25.01.001 | Exterior Insulation Finishing Systems | T25.01_Exterior Insulation Finishing Systems
I | T25.01.004 | Light weight wall cladding system, insitu applied, including reinforcing mesh and plastered with polymer modified cement plaster, ready for surface coating | T25.01_Exterior Insulation Finishing Systems
I | T25.01.007 | For proprietary solid plaster systems, | T25.01_Exterior Insulation Finishing Systems
I | T25.01.010 | <b>Dryvit<s>®</s> Outsulation,</b> with water resistant GIB<s>®</s> board, | T25.01_Exterior Insulation Finishing Systems | m2 | 170.2843
I | T25.01.013 | expanded polystyrene board, sandblast finish | T25.01_Exterior Insulation Finishing Systems |  | 227.0458
I | T25.01.016 | <b>Insulclad Cavity System,</b> polystyrene substrate, 20mm Polybattens, fixed to timber, 3mm base coat plaster with woven fibreglass mesh, 2 coats Colorplast coloured finishing plaster with Ezytex sponge finish, flashing beads, on: | T25.01_Exterior Insulation Finishing Systems
I | T25.01.019 | 40mm H-grade polystyrene | T25.01_Exterior Insulation Finishing Systems | m2 | 102.1706
I | T25.01.022 |  | T25.01_Exterior Insulation Finishing Systems |  | 119.199
I | T25.01.025 | 60mm S-grade polystyrene | T25.01_Exterior Insulation Finishing Systems | m2 | 113.5229
I | T25.01.028 |  | T25.01_Exterior Insulation Finishing Systems |  | 130.5513
I | T25.01.031 | <b>Thermaclad Cavity System,</b> ribbed 60mm | T25.01_Exterior Insulation Finishing Systems | m2 | 130.5513
I | T25.01.034 | S-grade polystyrene substrate, 20mm Polybattens fixed to timber, 5mm base coat, 3mm plaster coat with woven fibreglass mesh, 2 coats Colorplast finishing plaster with Ezytex sponge finish, flashing beads | T25.01_Exterior Insulation Finishing Systems |  | 141.9036
I | T25.01.037 | <b>Add</b> extra for Insulcote 2 coat acrylic paint | T25.01_Exterior Insulation Finishing Systems | m2 | 13.6227
I | T25.01.040 | finish | T25.01_Exterior Insulation Finishing Systems |  | 17.0284
I | T25.01.043 | <b>Rockcote EPS40CavityPlus DryZone Render </b> | T25.01_Exterior Insulation Finishing Systems | m2 | 119.199
I | T25.01.046 | <b>System,</b> on mechanically fixed 40mm FR H-grade polystyrene, on Airflo Battens fixed to timber frame, 4mm render coat with fibreglass mesh, levelling render coat, sealer, pre-coloured textured plaster, acrylic armour finish, flashing beads | T25.01_Exterior Insulation Finishing Systems |  | 141.9036
I | T25.01.049 | <b>Hitex Diamond Cavity plaster system,</b> on mechanically fixed slotted polystyrene, factory applied plaster coat with fibreglass mesh, site applied Hitex latex modified plaster coat, flashing beads | T25.01_Exterior Insulation Finishing Systems
I | T25.01.052 | 50mm FR H-grade polystyrene | T25.01_Exterior Insulation Finishing Systems | m2 | 107.8468
I | T25.01.055 |  | T25.01_Exterior Insulation Finishing Systems |  | 136.2275
I | T25.01.058 | 60mm FR H-grade polystyrene | T25.01_Exterior Insulation Finishing Systems | m2 | 113.5229
I | T25.01.061 |  | T25.01_Exterior Insulation Finishing Systems |  | 141.9036
I | T25.01.064 | <b>Add</b> extra for acrylic paint finish | T25.01_Exterior Insulation Finishing Systems | m2 | 13.6227
I | T25.01.067 |  | T25.01_Exterior Insulation Finishing Systems |  | 20.4341
I | T25.01.070 | <b>Graphex Solid Cavity Insulating System,</b> on mechanically fixed Neopor<s>®</s> graphite composite insulation layer, plaster coat with fibreglass mesh, texture coat and 2 coats acrylic paint finish | T25.01_Exterior Insulation Finishing Systems
I | T25.01.073 | 40mm Graphex panel | T25.01_Exterior Insulation Finishing Systems | m2 | 130.5513
I | T25.01.076 |  | T25.01_Exterior Insulation Finishing Systems |  | 153.2559
I | T25.01.079 | 40mm Graphex panel | T25.01_Exterior Insulation Finishing Systems | m2 | 153.2559
I | T25.01.082 |  | T25.01_Exterior Insulation Finishing Systems |  | 175.9605
I | T25.02.001 | Proprietary Wall Cladding Systems | T25.02_Proprietary Wall Cladding Systems
I | T25.02.004 | All systems fixed in accordance with the manufacturers specifications. Rates for wall cladding systems vary considerably depending on site conditions, shape, scope of work, location, fixing methods. | T25.02_Proprietary Wall Cladding Systems
I | T25.02.007 | <b>Cygnus light weight wall cladding system</b> consisting of galvanised steel frame and Tray Deck, finished with ceramic tiles or natural stone facing. Panelised off-site, including delivery, erection and joint sealants, with or without fire protection | T25.02_Proprietary Wall Cladding Systems
I | T25.02.010 | Ceramic Tile Finish | T25.02_Proprietary Wall Cladding Systems | m2 | 306.5118
I | T25.02.013 |  | T25.02_Proprietary Wall Cladding Systems |  | 397.3301
I | T25.02.016 | Natural Stone finish | T25.02_Proprietary Wall Cladding Systems | m2 | 454.0916
I | T25.02.019 |  | T25.02_Proprietary Wall Cladding Systems |  | 624.3759
I | T25.02.022 | <b>Aluminium Faced Composite Panel</b> | T25.02_Proprietary Wall Cladding Systems
I | T25.02.025 | Reynobond, range of thicknesses and finish | T25.02_Proprietary Wall Cladding Systems | m2 | 283.8072
I | T25.02.028 |  | T25.02_Proprietary Wall Cladding Systems |  | 567.6145
I | T25.02.031 | Alupanel, straight panels | T25.02_Proprietary Wall Cladding Systems | m2 | 261.1027
I | T25.02.034 |  | T25.02_Proprietary Wall Cladding Systems |  | 283.8072
I | T25.02.037 | Alupanel, curved panels | T25.02_Proprietary Wall Cladding Systems | m2 | 283.8072
I | T25.02.040 |  | T25.02_Proprietary Wall Cladding Systems |  | 306.5118
I | T26.00.001 | Roof Coverings | T26.00_Roof
I | T26.00.005 | Rates based on minimum quantity of 150m2. | T26.00_Roof
I | T26.00.009 | Add extra for small areas | T26.00_Roof
I | T26.00.013 | Add extra where roof shape more complex | T26.00_Roof
I | T26.00.017 | Wire netting, underlay, ridge and barge flashings given separately | T26.00_Roof
I | T26.01.001 | Indicative Material Supply Rates, Retail | T26.01_RoofSupply
I | T26.01.005 | <b>Corrugate Profile,</b> ZINCALUME<s>®</s> | T26.01_RoofSupply
I | T26.01.009 | Corrugate 0.55mm | T26.01_RoofSupply | m2
B | Corr02 | Corrugate_ZN_0.55 | 1 | m2 | =XGETRATE("ROF",$A1,2) | 1 | =PRODUCT(C1*E1,F1) | =G1
I | T26.01.013 | Corrugate 0.55mm, Placemakers | T26.01_RoofSupply | m2
B | PM_31ROF_001 | CORRUG ZINCALUME .55 762MM CVR 2.1M | 1 | st | =XGETRATE("SUP1",$A1,2) | 0.62492 | =PRODUCT(C1*E1,F1) | =G1
I | T26.01.017 | Baby Corrugate 0.40mm | T26.01_RoofSupply | m2
B | BCorr01 | Baby_ZN_0.4 | 1 | m2 | =XGETRATE("ROF",$A1,2) | 1 | =PRODUCT(C1*E1,F1) | =G1
I | T26.01.021 | Baby Corrugate Placemakers | T26.01_RoofSupply | m2
B | PM_31ROF_007 | BABY (MINI) CORRUGATE ZNAL .40 762MM 1.8 | 1 | ln | =XGETRATE("SUP1",$A1,2) | 0.72908 | =PRODUCT(C1*E1,F1) | =G1
I | T26.01.025 | <b>Corrugate Profile,</b> Endura™ | T26.01_RoofSupply
I | T26.01.029 | Corrugate 0.55mm | T26.01_RoofSupply | m2
B | Corr04 | Corrugate_Endura_0.55 | 1 | m2 | =XGETRATE("ROF",$A1,2) | 1 | =PRODUCT(C1*E1,F1) | =G1
I | T26.01.033 | Baby Corrugate 0.40mm | T26.01_RoofSupply | m2
B | BCorr03 | Baby_Endura_0.4 | 1 | m2 | =XGETRATE("ROF",$A1,2) | 1 | =PRODUCT(C1*E1,F1) | =G1
I | T26.01.037 | <b>Trough Profile,</b> ZINCALUME<s>®</s> 0.55mm | T26.01_RoofSupply
I | T26.01.041 | Dimondek 300 | T26.01_RoofSupply | m2
B | DDek3_01 | Ddek 300_ZN_0.55 | 1 | m2 | =XGETRATE("ROF",$A1,2) | 1 | =PRODUCT(C1*E1,F1) | =G1
I | T26.01.045 | Dimondek 400 | T26.01_RoofSupply | m2
B | DDek4_01 | Ddek 400_ZN_0.55 | 1 | m2 | =XGETRATE("ROF",$A1,2) | 1 | =PRODUCT(C1*E1,F1) | =G1
I | T26.01.049 | Dimondek 630 | T26.01_RoofSupply | m2
B | DDek6302 | Ddek 630_ZN_0.55 | 1 | m2 | =XGETRATE("ROF",$A1,2) | 1 | =PRODUCT(C1*E1,F1) | =G1
I | T26.01.053 | <b>Trough Profile,</b> Endura™ 0.55mm | T26.01_RoofSupply
I | T26.01.057 | Dimondek 300 | T26.01_RoofSupply | m2
B | DDek3_02 | Ddek 300_Endura_0.55 | 1 | m2 | =XGETRATE("ROF",$A1,2) | 1 | =PRODUCT(C1*E1,F1) | =G1
I | T26.01.061 | Dimondek 400 | T26.01_RoofSupply | m2
B | DDek4_03 | Ddek 400_Endura_0.55 | 1 | m2 | =XGETRATE("ROF",$A1,2) | 1 | =PRODUCT(C1*E1,F1) | =G1
I | T26.01.065 | Dimondek 630 | T26.01_RoofSupply | m2
B | DDek6304 | Ddek 630_En_0.55 | 1 | m2 | =XGETRATE("ROF",$A1,2) | 1 | =PRODUCT(C1*E1,F1) | =G1
I | T26.01.069 | <b>Trough Profile,</b> MAXX™ 0.55mm | T26.01_RoofSupply
I | T26.01.073 | Dimondek 400 | T26.01_RoofSupply | m2
B | DDek4_05 | Ddek 400_MAXX_0.55 | 1 | m2 | =XGETRATE("ROF",$A1,2) | 1 | =PRODUCT(C1*E1,F1) | =G1
I | T26.01.077 | Dimondek 630 | T26.01_RoofSupply | m2
B | DDek6308 | Ddek 630_MAXX_0.55 | 1 | m2 | =XGETRATE("ROF",$A1,2) | 1 | =PRODUCT(C1*E1,F1) | =G1
I | T26.01.081 | <b>Trapezoidal, low profile,</b> ZINCALUME<s>®</s> 0.55mm | T26.01_RoofSupply
I | T26.01.089 | Styleline, Veedek or Windek | T26.01_RoofSupply | m2
B | STy02 | Style line_ZN_0.55 | 1 | m2 | =XGETRATE("ROF",$A1,2) | 1 | =PRODUCT(C1*E1,F1) | =G1
I | T26.01.093 | <b>Trapezoidal, low profile,</b> Endura™ 0.55mm | T26.01_RoofSupply
I | T26.01.101 | Styleline, Veedek or Windek | T26.01_RoofSupply | m2
B | STy04 | Style line_Endura_0.55 | 1 | m2 | =XGETRATE("ROF",$A1,2) | 1 | =PRODUCT(C1*E1,F1) | =G1
I | T26.01.105 | <b>Trapezoidal, low profile,</b> MAXX™ 0.55mm | T26.01_RoofSupply
I | T26.01.113 | Styleline, Veedek or Windek | T26.01_RoofSupply | m2
B | STy08 | Style line_MAXX_0.55 | 1 | m2 | =XGETRATE("ROF",$A1,2) | 1 | =PRODUCT(C1*E1,F1) | =G1
I | T26.01.117 | <b>Trapezoidal, high profile,</b> ZINCALUME<s>®</s> 0.55mm | T26.01_RoofSupply
I | T26.01.121 | BB900 or Steelspan | T26.01_RoofSupply | m2
B | BB9_02 | BB900_ZN_0.55 | 0.5 | m2 | =XGETRATE("ROF",$A1,2) | 1 | =PRODUCT(C1*E1,F1) | =G1
B | Stspan02 | Steelspan_ZN_0.55 | 0.5 | m2 | =XGETRATE("ROF",$A2,2) | 1 | =PRODUCT(C2*E2,F2) | =G2
I | T26.01.125 | LT7 | T26.01_RoofSupply | m2
B | LT7_02 | LT7_ZN_0.55 | 1 | m2 | =XGETRATE("ROF",$A1,2) | 1 | =PRODUCT(C1*E1,F1) | =G1
I | T26.01.129 | Topspan or V-Rib | T26.01_RoofSupply | m2
B | Topspan02 | Top span_ZN_0.55 | 0.5 | m2 | =XGETRATE("ROF",$A1,2) | 1 | =PRODUCT(C1*E1,F1) | =G1
B | V-Rib02 | V-Rib_ZN_0.55 | 0.5 | m2 | =XGETRATE("ROF",$A2,2) | 1 | =PRODUCT(C2*E2,F2) | =G2
I | T26.01.133 | <b>Trapezoidal, high profile,</b> Endura™ 0.55mm | T26.01_RoofSupply
I | T26.01.137 | BB900 or Steelspan | T26.01_RoofSupply | m2
B | BB9_05 | BB900_Endura_0.55 | 0.5 | m2 | =XGETRATE("ROF",$A1,2) | 1 | =PRODUCT(C1*E1,F1) | =G1
B | Stspan05 | Steelspan_Endura_0.55 | 0.5 | m2 | =XGETRATE("ROF",$A2,2) | 1 | =PRODUCT(C2*E2,F2) | =G2
I | T26.01.141 | LT7 | T26.01_RoofSupply | m2
B | LT7_05 | LT7_Endura_0.55 | 1 | m2 | =XGETRATE("ROF",$A1,2) | 1 | =PRODUCT(C1*E1,F1) | =G1
I | T26.01.145 | Topspan or V-Rib | T26.01_RoofSupply | m2
B | Topspan04 | Top span_Endura_0.55 | 0.5 | m2 | =XGETRATE("ROF",$A1,2) | 1 | =PRODUCT(C1*E1,F1) | =G1
B | V-Rib04 | V-Rib_Endura_0.55 | 0.5 | m2 | =XGETRATE("ROF",$A2,2) | 1 | =PRODUCT(C2*E2,F2) | =G2
I | T26.01.149 | <b>Trapezoidal, high profile,</b> MAXX™ 0.55mm | T26.01_RoofSupply
I | T26.01.153 | BB900 or Steelspan | T26.01_RoofSupply | m2
B | BB9_09 | BB900_MAXX_0.55 | 0.5 | m2 | =XGETRATE("ROF",$A1,2) | 1 | =PRODUCT(C1*E1,F1) | =G1
B | Stspan09 | Steelspan_MAXX_0.55 | 0.5 | m2 | =XGETRATE("ROF",$A2,2) | 1 | =PRODUCT(C2*E2,F2) | =G2
I | T26.01.157 | LT7 | T26.01_RoofSupply | m2
B | LT7_09 | LT7_MAXX_0.55 | 1 | m2 | =XGETRATE("ROF",$A1,2) | 1 | =PRODUCT(C1*E1,F1) | =G1
I | T26.01.161 | Topspan or V-Rib | T26.01_RoofSupply | m2
B | Topspan10 | Top span_MAXX_0.55 | 0.5 | m2 | =XGETRATE("ROF",$A1,2) | 1 | =PRODUCT(C1*E1,F1) | =G1
B | V-Rib08 | V-Rib_MAXX_0.55 | 0.5 | m2 | =XGETRATE("ROF",$A2,2) | 1 | =PRODUCT(C2*E2,F2) | =G2
I | T26.02.001 | Netting and Underlays | T26.02_NettingPaper
I | T26.02.002 | Roof insulation, | T26.02_NettingPaper
I | T26.02.005 | <b>Wire Netting,</b> 50mm x 19g | T26.02_NettingPaper | m2
B | PM_11FEN_043 | WIRE NETTING GALV HEX 2000X50MMX19G 50M | 1 | m2 | =XGETRATE("SUP1",$A1,2) | 0.01 | =PRODUCT(C1*E1,F1) | =G1
B |  | Discount | =XGETVALUE("Discount 15%",3) | % | =SUBTOTAL(G1:G1) | 1 | =PRODUCT(C2*E2,F2) | =G2
B |  | Waste | =XGETVALUE("Waste 7.5%",3) | % | =SUBTOTAL(G1:G2) | 1 | =PRODUCT(C3*E3,F3) | =G3
B | CarpA | Carpenter | 0.05 | hrs | =XGETRATE("LAB1",$A4,2) | 1 | =PRODUCT(C4*E4,F4) | =G4
B |  | Margin | =XGETVALUE("Builders margin",3) | % | =SUBTOTAL(G1:G4) | 1 | =PRODUCT(C5*E5,F5) | =G5
I | T26.02.009 | <b>Kraft Type Underlay</b> | T26.02_NettingPaper
I | T26.02.013 | Bitumac<s>®</s> 750, heavy duty | T26.02_NettingPaper | m2
B | PM_22BWP_082 | BITUMAC 750 ROOF ULAY 1250MMX40M 7886040 | 1 | ro | =XGETRATE("SUP1",$A1,2) | 0.02002 | =PRODUCT(C1*E1,F1) | =G1
B |  | Discount | =XGETVALUE("Discount 15%",3) | % | =SUBTOTAL(G1:G1) | 1 | =PRODUCT(C2*E2,F2) | =G2
B |  | Waste | =XGETVALUE("Waste 7.5%",3) | % | =SUBTOTAL(G1:G2) | 1 | =PRODUCT(C3*E3,F3) | =G3
B | CarpA | Carpenter | 0.05 | hrs | =XGETRATE("LAB1",$A4,2) | 1 | =PRODUCT(C4*E4,F4) | =G4
B |  | Margin | =XGETVALUE("Builders margin",3) | % | =SUBTOTAL(G1:G4) | 1 | =PRODUCT(C5*E5,F5) | =G5
I | T26.02.017 | Flamestop<s>®</s> 950, heavy duty, fire retardant | T26.02_NettingPaper | m2
B | PM_22BWP_016 | SISALATION SUREWRAP ROOF 1250X40 50M2 | 1 | ro | =XGETRATE("SUP1",$A1,2) | 0.02002 | =PRODUCT(C1*E1,F1) | =G1
B |  | Discount | =XGETVALUE("Discount 15%",3) | % | =SUBTOTAL(G1:G1) | 1 | =PRODUCT(C2*E2,F2) | =G2
B |  | Waste | =XGETVALUE("Waste 7.5%",3) | % | =SUBTOTAL(G1:G2) | 1 | =PRODUCT(C3*E3,F3) | =G3
B | CarpA | Carpenter | 0.05 | hrs | =XGETRATE("LAB1",$A4,2) | 1 | =PRODUCT(C4*E4,F4) | =G4
B |  | Margin | =XGETVALUE("Builders margin",3) | % | =SUBTOTAL(G1:G4) | 1 | =PRODUCT(C5*E5,F5) | =G5
I | T26.02.021 | <b>Synthetic Non-Woven Underlay</b> | T26.02_NettingPaper
I | T26.02.025 | CoverTek™403, absorbent, breathable | T26.02_NettingPaper | m2
B | PM_22BWP_085 | THERMAKRAFT COVER TEK 403 1350MM X 37M | 1 | ro | =XGETRATE("SUP1",$A1,2) | 0.02002 | =PRODUCT(C1*E1,F1) | =G1
B |  | Discount | =XGETVALUE("Discount 15%",3) | % | =SUBTOTAL(G1:G1) | 1 | =PRODUCT(C2*E2,F2) | =G2
B |  | Waste | =XGETVALUE("Waste 7.5%",3) | % | =SUBTOTAL(G1:G2) | 1 | =PRODUCT(C3*E3,F3) | =G3
B | CarpA | Carpenter | 0.05 | hrs | =XGETRATE("LAB1",$A4,2) | 1 | =PRODUCT(C4*E4,F4) | =G4
B |  | Margin | =XGETVALUE("Builders margin",3) | % | =SUBTOTAL(G1:G4) | 1 | =PRODUCT(C5*E5,F5) | =G5
I | T26.02.029 | CoverTek™407, absorbent, breathable | T26.02_NettingPaper | m2
B | PM_22BWP_088 | THERMAKRAFT COVER TEK 407 1250MM X 40M | 1 | ro | =XGETRATE("SUP1",$A1,2) | 0.02002 | =PRODUCT(C1*E1,F1) | =G1
B |  | Discount | =XGETVALUE("Discount 15%",3) | % | =SUBTOTAL(G1:G1) | 1 | =PRODUCT(C2*E2,F2) | =G2
B |  | Waste | =XGETVALUE("Waste 7.5%",3) | % | =SUBTOTAL(G1:G2) | 1 | =PRODUCT(C3*E3,F3) | =G3
B | CarpA | Carpenter | 0.05 | hrs | =XGETRATE("LAB1",$A4,2) | 1 | =PRODUCT(C4*E4,F4) | =G4
B |  | Margin | =XGETVALUE("Builders margin",3) | % | =SUBTOTAL(G1:G4) | 1 | =PRODUCT(C5*E5,F5) | =G5
I | T26.03.001 | Steel and Aluminium Roofing | T26.03_SteelRoof
I | T26.03.005 | Rates include roofing and fixings, to roof not exceeding 30° pitch. | T26.03_SteelRoof
I | T26.03.009 | <b>Corrugate Profile</b> | T26.03_SteelRoof
I | T26.03.013 | ZINCALUME<s>®</s> 0.40mm | T26.03_SteelRoof | m2
B | Corr01 | Corrugate_ZN_0.4 | 1 | m2 | =XGETRATE("ROF",$A1,2) | 1 | =PRODUCT(C1*E1,F1) | =G1
B |  | Discount | =XGETVALUE("Discount Steel Roof",3) | % | =SUBTOTAL(G1:G1) | 1 | =PRODUCT(C2*E2,F2) | =G2
B |  | Waste | =XGETVALUE("Waste 7.5%",3) | % | =SUBTOTAL(G1:G2) | 1 | =PRODUCT(C3*E3,F3) | =G3
B | PM_41FAS_415 | SCREW HEX T17 TIMBER NEO CL4 50JAR 12X35 | 5 | No | =XGETRATE("SUP1",$A4,2) | 0.02 | =PRODUCT(C4*E4,F4) | =G4
B |  | Discount | =XGETVALUE("Discount 15%",3) | % | =SUBTOTAL(G4:G4) | 1 | =PRODUCT(C5*E5,F5) | =G5
B |  | Waste | =XGETVALUE("Waste 7.5%",3) | % | =SUBTOTAL(G4:G5) | 1 | =PRODUCT(C6*E6,F6) | =G6
B | Roofer | Roofer all types | 0.13 | hrs | =XGETRATE("LAB1",$A7,2) | 1 | =PRODUCT(C7*E7,F7) | =G7
B |  | Margin | =XGETVALUE("Builders margin",3) | % | =SUBTOTAL(G1:G7) | 1 | =PRODUCT(C8*E8,F8) | =G8
I | T26.03.017 | ZINCALUME<s>®</s> 0.55mm | T26.03_SteelRoof | m2
B | Corr02 | Corrugate_ZN_0.55 | 1 | m2 | =XGETRATE("ROF",$A1,2) | 1 | =PRODUCT(C1*E1,F1) | =G1
B |  | Discount | =XGETVALUE("Discount Steel Roof",3) | % | =SUBTOTAL(G1:G1) | 1 | =PRODUCT(C2*E2,F2) | =G2
B |  | Waste | =XGETVALUE("Waste 7.5%",3) | % | =SUBTOTAL(G1:G2) | 1 | =PRODUCT(C3*E3,F3) | =G3
B | PM_41FAS_415 | SCREW HEX T17 TIMBER NEO CL4 50JAR 12X35 | 5 | No | =XGETRATE("SUP1",$A4,2) | 0.02 | =PRODUCT(C4*E4,F4) | =G4
B |  | Discount | =XGETVALUE("Discount 15%",3) | % | =SUBTOTAL(G4:G4) | 1 | =PRODUCT(C5*E5,F5) | =G5
B |  | Waste | =XGETVALUE("Waste 7.5%",3) | % | =SUBTOTAL(G4:G5) | 1 | =PRODUCT(C6*E6,F6) | =G6
B | Roofer | Roofer all types | 0.13 | hrs | =XGETRATE("LAB1",$A7,2) | 1 | =PRODUCT(C7*E7,F7) | =G7
B |  | Margin | =XGETVALUE("Builders margin",3) | % | =SUBTOTAL(G1:G7) | 1 | =PRODUCT(C8*E8,F8) | =G8
I | T26.03.021 | Endura™ 0.40mm | T26.03_SteelRoof | m2
B | Corr03 | Corrugate_Endura_0.4 | 1 | m2 | =XGETRATE("ROF",$A1,2) | 1 | =PRODUCT(C1*E1,F1) | =G1
B |  | Discount | =XGETVALUE("Discount Steel Roof",3) | % | =SUBTOTAL(G1:G1) | 1 | =PRODUCT(C2*E2,F2) | =G2
B |  | Waste | =XGETVALUE("Waste 7.5%",3) | % | =SUBTOTAL(G1:G2) | 1 | =PRODUCT(C3*E3,F3) | =G3
B | PM_41FAS_415 | SCREW HEX T17 TIMBER NEO CL4 50JAR 12X35 | 5 | No | =XGETRATE("SUP1",$A4,2) | 0.02 | =PRODUCT(C4*E4,F4) | =G4
B |  | Discount | =XGETVALUE("Discount 15%",3) | % | =SUBTOTAL(G4:G4) | 1 | =PRODUCT(C5*E5,F5) | =G5
B |  | Waste | =XGETVALUE("Waste 7.5%",3) | % | =SUBTOTAL(G4:G5) | 1 | =PRODUCT(C6*E6,F6) | =G6
B | Roofer | Roofer all types | 0.13 | hrs | =XGETRATE("LAB1",$A7,2) | 1 | =PRODUCT(C7*E7,F7) | =G7
B |  | Margin | =XGETVALUE("Builders margin",3) | % | =SUBTOTAL(G1:G7) | 1 | =PRODUCT(C8*E8,F8) | =G8
I | T26.03.025 | Endura™ 0.55mm | T26.03_SteelRoof | m2
B | Corr04 | Corrugate_Endura_0.55 | 1 | m2 | =XGETRATE("ROF",$A1,2) | 1 | =PRODUCT(C1*E1,F1) | =G1
B |  | Discount | =XGETVALUE("Discount Steel Roof",3) | % | =SUBTOTAL(G1:G1) | 1 | =PRODUCT(C2*E2,F2) | =G2
B |  | Waste | =XGETVALUE("Waste 7.5%",3) | % | =SUBTOTAL(G1:G2) | 1 | =PRODUCT(C3*E3,F3) | =G3
B | PM_41FAS_415 | SCREW HEX T17 TIMBER NEO CL4 50JAR 12X35 | 5 | No | =XGETRATE("SUP1",$A4,2) | 0.02 | =PRODUCT(C4*E4,F4) | =G4
B |  | Discount | =XGETVALUE("Discount 15%",3) | % | =SUBTOTAL(G4:G4) | 1 | =PRODUCT(C5*E5,F5) | =G5
B |  | Waste | =XGETVALUE("Waste 7.5%",3) | % | =SUBTOTAL(G4:G5) | 1 | =PRODUCT(C6*E6,F6) | =G6
B | Roofer | Roofer all types | 0.13 | hrs | =XGETRATE("LAB1",$A7,2) | 1 | =PRODUCT(C7*E7,F7) | =G7
B |  | Margin | =XGETVALUE("Builders margin",3) | % | =SUBTOTAL(G1:G7) | 1 | =PRODUCT(C8*E8,F8) | =G8
I | T26.03.029 | MagnaFlow™ 0.40mm | T26.03_SteelRoof | m2
B | Corr05 | Corrugate_Magnaflow_0.4 | 1 | m2 | =XGETRATE("ROF",$A1,2) | 1 | =PRODUCT(C1*E1,F1) | =G1
B |  | Discount | =XGETVALUE("Discount Steel Roof",3) | % | =SUBTOTAL(G1:G1) | 1 | =PRODUCT(C2*E2,F2) | =G2
B |  | Waste | =XGETVALUE("Waste 7.5%",3) | % | =SUBTOTAL(G1:G2) | 1 | =PRODUCT(C3*E3,F3) | =G3
B | PM_41FAS_415 | SCREW HEX T17 TIMBER NEO CL4 50JAR 12X35 | 5 | No | =XGETRATE("SUP1",$A4,2) | 0.02 | =PRODUCT(C4*E4,F4) | =G4
B |  | Discount | =XGETVALUE("Discount 15%",3) | % | =SUBTOTAL(G4:G4) | 1 | =PRODUCT(C5*E5,F5) | =G5
B |  | Waste | =XGETVALUE("Waste 7.5%",3) | % | =SUBTOTAL(G4:G5) | 1 | =PRODUCT(C6*E6,F6) | =G6
B | Roofer | Roofer all types | 0.13 | hrs | =XGETRATE("LAB1",$A7,2) | 1 | =PRODUCT(C7*E7,F7) | =G7
B |  | Margin | =XGETVALUE("Builders margin",3) | % | =SUBTOTAL(G1:G7) | 1 | =PRODUCT(C8*E8,F8) | =G8
I | T26.03.033 | MagnaFlow™ 0.55mm | T26.03_SteelRoof | m2
B | Corr06 | Corrugate_Magnaflow_0.55 | 1 | m2 | =XGETRATE("ROF",$A1,2) | 1 | =PRODUCT(C1*E1,F1) | =G1
B |  | Discount | =XGETVALUE("Discount Steel Roof",3) | % | =SUBTOTAL(G1:G1) | 1 | =PRODUCT(C2*E2,F2) | =G2
B |  | Waste | =XGETVALUE("Waste 7.5%",3) | % | =SUBTOTAL(G1:G2) | 1 | =PRODUCT(C3*E3,F3) | =G3
B | PM_41FAS_415 | SCREW HEX T17 TIMBER NEO CL4 50JAR 12X35 | 5 | No | =XGETRATE("SUP1",$A4,2) | 0.02 | =PRODUCT(C4*E4,F4) | =G4
B |  | Discount | =XGETVALUE("Discount 15%",3) | % | =SUBTOTAL(G4:G4) | 1 | =PRODUCT(C5*E5,F5) | =G5
B |  | Waste | =XGETVALUE("Waste 7.5%",3) | % | =SUBTOTAL(G4:G5) | 1 | =PRODUCT(C6*E6,F6) | =G6
B | Roofer | Roofer all types | 0.13 | hrs | =XGETRATE("LAB1",$A7,2) | 1 | =PRODUCT(C7*E7,F7) | =G7
B |  | Margin | =XGETVALUE("Builders margin",3) | % | =SUBTOTAL(G1:G7) | 1 | =PRODUCT(C8*E8,F8) | =G8
I | T26.03.037 | Aluminium 0.9mm | T26.03_SteelRoof | m2
B | Corr07 | Corrugate_Al_0.9 | 1 | m2 | =XGETRATE("ROF",$A1,2) | 1 | =PRODUCT(C1*E1,F1) | =G1
B |  | Discount | =XGETVALUE("Discount Steel Roof",3) | % | =SUBTOTAL(G1:G1) | 1 | =PRODUCT(C2*E2,F2) | =G2
B |  | Waste | =XGETVALUE("Waste 7.5%",3) | % | =SUBTOTAL(G1:G2) | 1 | =PRODUCT(C3*E3,F3) | =G3
B | PM_41FAS_415 | SCREW HEX T17 TIMBER NEO CL4 50JAR 12X35 | 5 | No | =XGETRATE("SUP1",$A4,2) | 0.02 | =PRODUCT(C4*E4,F4) | =G4
B |  | Discount | =XGETVALUE("Discount 15%",3) | % | =SUBTOTAL(G4:G4) | 1 | =PRODUCT(C5*E5,F5) | =G5
B |  | Waste | =XGETVALUE("Waste 7.5%",3) | % | =SUBTOTAL(G4:G5) | 1 | =PRODUCT(C6*E6,F6) | =G6
B | Roofer | Roofer all types | 0.13 | hrs | =XGETRATE("LAB1",$A7,2) | 1 | =PRODUCT(C7*E7,F7) | =G7
B |  | Margin | =XGETVALUE("Builders margin",3) | % | =SUBTOTAL(G1:G7) | 1 | =PRODUCT(C8*E8,F8) | =G8
I | T26.03.041 | Aluminium 0.9mm | T26.03_SteelRoof | m2
B | Corr08 | Corrugate_Al_0.9 | 1 | m2 | =XGETRATE("ROF",$A1,2) | 1 | =PRODUCT(C1*E1,F1) | =G1
B |  | Discount | =XGETVALUE("Discount Steel Roof",3) | % | =SUBTOTAL(G1:G1) | 1 | =PRODUCT(C2*E2,F2) | =G2
B |  | Waste | =XGETVALUE("Waste 7.5%",3) | % | =SUBTOTAL(G1:G2) | 1 | =PRODUCT(C3*E3,F3) | =G3
B | PM_41FAS_415 | SCREW HEX T17 TIMBER NEO CL4 50JAR 12X35 | 5 | No | =XGETRATE("SUP1",$A4,2) | 0.02 | =PRODUCT(C4*E4,F4) | =G4
B |  | Discount | =XGETVALUE("Discount 15%",3) | % | =SUBTOTAL(G4:G4) | 1 | =PRODUCT(C5*E5,F5) | =G5
B |  | Waste | =XGETVALUE("Waste 7.5%",3) | % | =SUBTOTAL(G4:G5) | 1 | =PRODUCT(C6*E6,F6) | =G6
B | Roofer | Roofer all types | 0.13 | hrs | =XGETRATE("LAB1",$A7,2) | 1 | =PRODUCT(C7*E7,F7) | =G7
B |  | Margin | =XGETVALUE("Builders margin",3) | % | =SUBTOTAL(G1:G7) | 1 | =PRODUCT(C8*E8,F8) | =G8
I | T26.03.045 | AlumiGard 0.9mm | T26.03_SteelRoof | m2
B | Corr09 | Corrugate_AlumiGard_0.9 | 1 | m2 | =XGETRATE("ROF",$A1,2) | 1 | =PRODUCT(C1*E1,F1) | =G1
B |  | Discount | =XGETVALUE("Discount Steel Roof",3) | % | =SUBTOTAL(G1:G1) | 1 | =PRODUCT(C2*E2,F2) | =G2
B |  | Waste | =XGETVALUE("Waste 7.5%",3) | % | =SUBTOTAL(G1:G2) | 1 | =PRODUCT(C3*E3,F3) | =G3
B | PM_41FAS_415 | SCREW HEX T17 TIMBER NEO CL4 50JAR 12X35 | 5 | No | =XGETRATE("SUP1",$A4,2) | 0.02 | =PRODUCT(C4*E4,F4) | =G4
B |  | Discount | =XGETVALUE("Discount 15%",3) | % | =SUBTOTAL(G4:G4) | 1 | =PRODUCT(C5*E5,F5) | =G5
B |  | Waste | =XGETVALUE("Waste 7.5%",3) | % | =SUBTOTAL(G4:G5) | 1 | =PRODUCT(C6*E6,F6) | =G6
B | Roofer | Roofer all types | 0.13 | hrs | =XGETRATE("LAB1",$A7,2) | 1 | =PRODUCT(C7*E7,F7) | =G7
B |  | Margin | =XGETVALUE("Builders margin",3) | % | =SUBTOTAL(G1:G7) | 1 | =PRODUCT(C8*E8,F8) | =G8
I | T26.03.049 | <b>Trough Section Profile, Dimondek 300</b> | T26.03_SteelRoof
I | T26.03.053 | ZINCALUME<s>®</s> 0.55mm | T26.03_SteelRoof | m2
B | DDek3_01 | Ddek 300_ZN_0.55 | 1 | m2 | =XGETRATE("ROF",$A1,2) | 1 | =PRODUCT(C1*E1,F1) | =G1
B |  | Discount | =XGETVALUE("Discount Steel Roof",3) | % | =SUBTOTAL(G1:G1) | 1 | =PRODUCT(C2*E2,F2) | =G2
B |  | Waste | =XGETVALUE("Waste 7.5%",3) | % | =SUBTOTAL(G1:G2) | 1 | =PRODUCT(C3*E3,F3) | =G3
B | PM_41FAS_415 | SCREW HEX T17 TIMBER NEO CL4 50JAR 12X35 | 5 | No | =XGETRATE("SUP1",$A4,2) | 0.02 | =PRODUCT(C4*E4,F4) | =G4
B |  | Discount | =XGETVALUE("Discount 15%",3) | % | =SUBTOTAL(G4:G4) | 1 | =PRODUCT(C5*E5,F5) | =G5
B |  | Waste | =XGETVALUE("Waste 7.5%",3) | % | =SUBTOTAL(G4:G5) | 1 | =PRODUCT(C6*E6,F6) | =G6
B | Roofer | Roofer all types | 0.3 | hrs | =XGETRATE("LAB1",$A7,2) | 1 | =PRODUCT(C7*E7,F7) | =G7
B |  | Margin | =XGETVALUE("Builders margin",3) | % | =SUBTOTAL(G1:G7) | 1 | =PRODUCT(C8*E8,F8) | =G8
I | T26.03.057 | Endura™ 0.55mm | T26.03_SteelRoof | m2
B | DDek3_02 | Ddek 300_Endura_0.55 | 1 | m2 | =XGETRATE("ROF",$A1,2) | 1 | =PRODUCT(C1*E1,F1) | =G1
B |  | Discount | =XGETVALUE("Discount Steel Roof",3) | % | =SUBTOTAL(G1:G1) | 1 | =PRODUCT(C2*E2,F2) | =G2
B |  | Waste | =XGETVALUE("Waste 7.5%",3) | % | =SUBTOTAL(G1:G2) | 1 | =PRODUCT(C3*E3,F3) | =G3
B | PM_41FAS_415 | SCREW HEX T17 TIMBER NEO CL4 50JAR 12X35 | 5 | No | =XGETRATE("SUP1",$A4,2) | 0.02 | =PRODUCT(C4*E4,F4) | =G4
B |  | Discount | =XGETVALUE("Discount 15%",3) | % | =SUBTOTAL(G4:G4) | 1 | =PRODUCT(C5*E5,F5) | =G5
B |  | Waste | =XGETVALUE("Waste 7.5%",3) | % | =SUBTOTAL(G4:G5) | 1 | =PRODUCT(C6*E6,F6) | =G6
B | Roofer | Roofer all types | 0.3 | hrs | =XGETRATE("LAB1",$A7,2) | 1 | =PRODUCT(C7*E7,F7) | =G7
B |  | Margin | =XGETVALUE("Builders margin",3) | % | =SUBTOTAL(G1:G7) | 1 | =PRODUCT(C8*E8,F8) | =G8
I | T26.03.061 | <b>Trough Section Profile, Dimondek 400 </b> | T26.03_SteelRoof
I | T26.03.065 | ZINCALUME<s>®</s> 0.55mm | T26.03_SteelRoof | m2
B | DDek4_01 | Ddek 400_ZN_0.55 | 1 | m2 | =XGETRATE("ROF",$A1,2) | 1 | =PRODUCT(C1*E1,F1) | =G1
B |  | Discount | =XGETVALUE("Discount Steel Roof",3) | % | =SUBTOTAL(G1:G1) | 1 | =PRODUCT(C2*E2,F2) | =G2
B |  | Waste | =XGETVALUE("Waste 7.5%",3) | % | =SUBTOTAL(G1:G2) | 1 | =PRODUCT(C3*E3,F3) | =G3
B | PM_41FAS_415 | SCREW HEX T17 TIMBER NEO CL4 50JAR 12X35 | 5 | No | =XGETRATE("SUP1",$A4,2) | 0.02 | =PRODUCT(C4*E4,F4) | =G4
B |  | Discount | =XGETVALUE("Discount 15%",3) | % | =SUBTOTAL(G4:G4) | 1 | =PRODUCT(C5*E5,F5) | =G5
B |  | Waste | =XGETVALUE("Waste 7.5%",3) | % | =SUBTOTAL(G4:G5) | 1 | =PRODUCT(C6*E6,F6) | =G6
B | Roofer | Roofer all types | 0.3 | hrs | =XGETRATE("LAB1",$A7,2) | 1 | =PRODUCT(C7*E7,F7) | =G7
B |  | Margin | =XGETVALUE("Builders margin",3) | % | =SUBTOTAL(G1:G7) | 1 | =PRODUCT(C8*E8,F8) | =G8
I | T26.03.073 | Endura™ 0.55mm | T26.03_SteelRoof | m2
B | DDek4_03 | Ddek 400_Endura_0.55 | 1 | m2 | =XGETRATE("ROF",$A1,2) | 1 | =PRODUCT(C1*E1,F1) | =G1
B |  | Discount | =XGETVALUE("Discount Steel Roof",3) | % | =SUBTOTAL(G1:G1) | 1 | =PRODUCT(C2*E2,F2) | =G2
B |  | Waste | =XGETVALUE("Waste 7.5%",3) | % | =SUBTOTAL(G1:G2) | 1 | =PRODUCT(C3*E3,F3) | =G3
B | PM_41FAS_415 | SCREW HEX T17 TIMBER NEO CL4 50JAR 12X35 | 5 | No | =XGETRATE("SUP1",$A4,2) | 0.02 | =PRODUCT(C4*E4,F4) | =G4
B |  | Discount | =XGETVALUE("Discount 15%",3) | % | =SUBTOTAL(G4:G4) | 1 | =PRODUCT(C5*E5,F5) | =G5
B |  | Waste | =XGETVALUE("Waste 7.5%",3) | % | =SUBTOTAL(G4:G5) | 1 | =PRODUCT(C6*E6,F6) | =G6
B | Roofer | Roofer all types | 0.3 | hrs | =XGETRATE("LAB1",$A7,2) | 1 | =PRODUCT(C7*E7,F7) | =G7
B |  | Margin | =XGETVALUE("Builders margin",3) | % | =SUBTOTAL(G1:G7) | 1 | =PRODUCT(C8*E8,F8) | =G8
I | T26.03.077 | MagnaFlow™ 0.55mm | T26.03_SteelRoof | m2
B | DDek4_04 | Dimondek 400 .55 MagnaFlow | 1 | m2 | =XGETRATE("ROF",$A1,2) | 1 | =PRODUCT(C1*E1,F1) | =G1
B |  | Discount | =XGETVALUE("Discount Steel Roof",3) | % | =SUBTOTAL(G1:G1) | 1 | =PRODUCT(C2*E2,F2) | =G2
B |  | Waste | =XGETVALUE("Waste 7.5%",3) | % | =SUBTOTAL(G1:G2) | 1 | =PRODUCT(C3*E3,F3) | =G3
B | PM_41FAS_415 | SCREW HEX T17 TIMBER NEO CL4 50JAR 12X35 | 5 | No | =XGETRATE("SUP1",$A4,2) | 0.02 | =PRODUCT(C4*E4,F4) | =G4
B |  | Discount | =XGETVALUE("Discount 15%",3) | % | =SUBTOTAL(G4:G4) | 1 | =PRODUCT(C5*E5,F5) | =G5
B |  | Waste | =XGETVALUE("Waste 7.5%",3) | % | =SUBTOTAL(G4:G5) | 1 | =PRODUCT(C6*E6,F6) | =G6
B | Roofer | Roofer all types | 0.3 | hrs | =XGETRATE("LAB1",$A7,2) | 1 | =PRODUCT(C7*E7,F7) | =G7
B |  | Margin | =XGETVALUE("Builders margin",3) | % | =SUBTOTAL(G1:G7) | 1 | =PRODUCT(C8*E8,F8) | =G8
I | T26.03.081 | Maxx™ 0.55mm | T26.03_SteelRoof | m2
B | DDek4_05 | Ddek 400_MAXX_0.55 | 1 | m2 | =XGETRATE("ROF",$A1,2) | 1 | =PRODUCT(C1*E1,F1) | =G1
B |  | Discount | =XGETVALUE("Discount Steel Roof",3) | % | =SUBTOTAL(G1:G1) | 1 | =PRODUCT(C2*E2,F2) | =G2
B |  | Waste | =XGETVALUE("Waste 7.5%",3) | % | =SUBTOTAL(G1:G2) | 1 | =PRODUCT(C3*E3,F3) | =G3
B | PM_41FAS_415 | SCREW HEX T17 TIMBER NEO CL4 50JAR 12X35 | 5 | No | =XGETRATE("SUP1",$A4,2) | 0.02 | =PRODUCT(C4*E4,F4) | =G4
B |  | Discount | =XGETVALUE("Discount 15%",3) | % | =SUBTOTAL(G4:G4) | 1 | =PRODUCT(C5*E5,F5) | =G5
B |  | Waste | =XGETVALUE("Waste 7.5%",3) | % | =SUBTOTAL(G4:G5) | 1 | =PRODUCT(C6*E6,F6) | =G6
B | Roofer | Roofer all types | 0.3 | hrs | =XGETRATE("LAB1",$A7,2) | 1 | =PRODUCT(C7*E7,F7) | =G7
B |  | Margin | =XGETVALUE("Builders margin",3) | % | =SUBTOTAL(G1:G7) | 1 | =PRODUCT(C8*E8,F8) | =G8
I | T26.03.085 | Aluminium 0.9mm | T26.03_SteelRoof | m2
B | DDek4_06 | Dimondek 400 .90 Plain Aluminium | 1 | m2 | =XGETRATE("ROF",$A1,2) | 1 | =PRODUCT(C1*E1,F1) | =G1
B |  | Discount | =XGETVALUE("Discount Steel Roof",3) | % | =SUBTOTAL(G1:G1) | 1 | =PRODUCT(C2*E2,F2) | =G2
B |  | Waste | =XGETVALUE("Waste 7.5%",3) | % | =SUBTOTAL(G1:G2) | 1 | =PRODUCT(C3*E3,F3) | =G3
B | PM_41FAS_415 | SCREW HEX T17 TIMBER NEO CL4 50JAR 12X35 | 5 | No | =XGETRATE("SUP1",$A4,2) | 0.02 | =PRODUCT(C4*E4,F4) | =G4
B |  | Discount | =XGETVALUE("Discount 15%",3) | % | =SUBTOTAL(G4:G4) | 1 | =PRODUCT(C5*E5,F5) | =G5
B |  | Waste | =XGETVALUE("Waste 7.5%",3) | % | =SUBTOTAL(G4:G5) | 1 | =PRODUCT(C6*E6,F6) | =G6
B | Roofer | Roofer all types | 0.3 | hrs | =XGETRATE("LAB1",$A7,2) | 1 | =PRODUCT(C7*E7,F7) | =G7
B |  | Margin | =XGETVALUE("Builders margin",3) | % | =SUBTOTAL(G1:G7) | 1 | =PRODUCT(C8*E8,F8) | =G8
I | T26.03.089 | AlumiGard™ 0.9mm | T26.03_SteelRoof | m2
B | DDek4_07 | Dimondek 400 .90 AlumiGard | 1 | m2 | =XGETRATE("ROF",$A1,2) | 1 | =PRODUCT(C1*E1,F1) | =G1
B |  | Discount | =XGETVALUE("Discount Steel Roof",3) | % | =SUBTOTAL(G1:G1) | 1 | =PRODUCT(C2*E2,F2) | =G2
B |  | Waste | =XGETVALUE("Waste 7.5%",3) | % | =SUBTOTAL(G1:G2) | 1 | =PRODUCT(C3*E3,F3) | =G3
B | PM_41FAS_415 | SCREW HEX T17 TIMBER NEO CL4 50JAR 12X35 | 5 | No | =XGETRATE("SUP1",$A4,2) | 0.02 | =PRODUCT(C4*E4,F4) | =G4
B |  | Discount | =XGETVALUE("Discount 15%",3) | % | =SUBTOTAL(G4:G4) | 1 | =PRODUCT(C5*E5,F5) | =G5
B |  | Waste | =XGETVALUE("Waste 7.5%",3) | % | =SUBTOTAL(G4:G5) | 1 | =PRODUCT(C6*E6,F6) | =G6
B | Roofer | Roofer all types | 0.3 | hrs | =XGETRATE("LAB1",$A7,2) | 1 | =PRODUCT(C7*E7,F7) | =G7
B |  | Margin | =XGETVALUE("Builders margin",3) | % | =SUBTOTAL(G1:G7) | 1 | =PRODUCT(C8*E8,F8) | =G8
I | T26.03.093 | <b>Trough Section Profile, Dimondek 630</b> | T26.03_SteelRoof
I | T26.03.101 | ZINCALUME<s>®</s> 0.55mm | T26.03_SteelRoof | m2
B | DDek6302 | Ddek 630_ZN_0.55 | 1 | m2 | =XGETRATE("ROF",$A1,2) | 1 | =PRODUCT(C1*E1,F1) | =G1
B |  | Discount | =XGETVALUE("Discount Steel Roof",3) | % | =SUBTOTAL(G1:G1) | 1 | =PRODUCT(C2*E2,F2) | =G2
B |  | Waste | =XGETVALUE("Waste 7.5%",3) | % | =SUBTOTAL(G1:G2) | 1 | =PRODUCT(C3*E3,F3) | =G3
B | PM_41FAS_415 | SCREW HEX T17 TIMBER NEO CL4 50JAR 12X35 | 5 | No | =XGETRATE("SUP1",$A4,2) | 0.02 | =PRODUCT(C4*E4,F4) | =G4
B |  | Discount | =XGETVALUE("Discount 15%",3) | % | =SUBTOTAL(G4:G4) | 1 | =PRODUCT(C5*E5,F5) | =G5
B |  | Waste | =XGETVALUE("Waste 7.5%",3) | % | =SUBTOTAL(G4:G5) | 1 | =PRODUCT(C6*E6,F6) | =G6
B | Roofer | Roofer all types | 0.3 | hrs | =XGETRATE("LAB1",$A7,2) | 1 | =PRODUCT(C7*E7,F7) | =G7
B |  | Margin | =XGETVALUE("Builders margin",3) | % | =SUBTOTAL(G1:G7) | 1 | =PRODUCT(C8*E8,F8) | =G8
I | T26.03.109 | Endura™ 0.55mm | T26.03_SteelRoof | m2
B | DDek6304 | Ddek 630_En_0.55 | 1 | m2 | =XGETRATE("ROF",$A1,2) | 1 | =PRODUCT(C1*E1,F1) | =G1
B |  | Discount | =XGETVALUE("Discount Steel Roof",3) | % | =SUBTOTAL(G1:G1) | 1 | =PRODUCT(C2*E2,F2) | =G2
B |  | Waste | =XGETVALUE("Waste 7.5%",3) | % | =SUBTOTAL(G1:G2) | 1 | =PRODUCT(C3*E3,F3) | =G3
B | PM_41FAS_415 | SCREW HEX T17 TIMBER NEO CL4 50JAR 12X35 | 5 | No | =XGETRATE("SUP1",$A4,2) | 0.02 | =PRODUCT(C4*E4,F4) | =G4
B |  | Discount | =XGETVALUE("Discount 15%",3) | % | =SUBTOTAL(G4:G4) | 1 | =PRODUCT(C5*E5,F5) | =G5
B |  | Waste | =XGETVALUE("Waste 7.5%",3) | % | =SUBTOTAL(G4:G5) | 1 | =PRODUCT(C6*E6,F6) | =G6
B | Roofer | Roofer all types | 0.3 | hrs | =XGETRATE("LAB1",$A7,2) | 1 | =PRODUCT(C7*E7,F7) | =G7
B |  | Margin | =XGETVALUE("Builders margin",3) | % | =SUBTOTAL(G1:G7) | 1 | =PRODUCT(C8*E8,F8) | =G8
I | T26.03.125 | Maxx™ 0.55mm | T26.03_SteelRoof | m2
B | DDek6308 | Ddek 630_MAXX_0.55 | 1 | m2 | =XGETRATE("ROF",$A1,2) | 1 | =PRODUCT(C1*E1,F1) | =G1
B |  | Discount | =XGETVALUE("Discount Steel Roof",3) | % | =SUBTOTAL(G1:G1) | 1 | =PRODUCT(C2*E2,F2) | =G2
B |  | Waste | =XGETVALUE("Waste 7.5%",3) | % | =SUBTOTAL(G1:G2) | 1 | =PRODUCT(C3*E3,F3) | =G3
B | PM_41FAS_415 | SCREW HEX T17 TIMBER NEO CL4 50JAR 12X35 | 5 | No | =XGETRATE("SUP1",$A4,2) | 0.02 | =PRODUCT(C4*E4,F4) | =G4
B |  | Discount | =XGETVALUE("Discount 15%",3) | % | =SUBTOTAL(G4:G4) | 1 | =PRODUCT(C5*E5,F5) | =G5
B |  | Waste | =XGETVALUE("Waste 7.5%",3) | % | =SUBTOTAL(G4:G5) | 1 | =PRODUCT(C6*E6,F6) | =G6
B | Roofer | Roofer all types | 0.3 | hrs | =XGETRATE("LAB1",$A7,2) | 1 | =PRODUCT(C7*E7,F7) | =G7
B |  | Margin | =XGETVALUE("Builders margin",3) | % | =SUBTOTAL(G1:G7) | 1 | =PRODUCT(C8*E8,F8) | =G8
I | T26.03.129 | <b>Trapezoidal Profile, Low Rib,</b> 30mm high, Veedek | T26.03_SteelRoof
I | T26.03.133 | ZINCALUME<s>®</s> 0.4mm | T26.03_SteelRoof | m2
B | Trim01 | Veedek_ZN_0.4 | 1 | m2 | =XGETRATE("ROF",$A1,2) | 1 | =PRODUCT(C1*E1,F1) | =G1
B |  | Discount | =XGETVALUE("Discount Steel Roof",3) | % | =SUBTOTAL(G1:G1) | 1 | =PRODUCT(C2*E2,F2) | =G2
B |  | Waste | =XGETVALUE("Waste 7.5%",3) | % | =SUBTOTAL(G1:G2) | 1 | =PRODUCT(C3*E3,F3) | =G3
B | PM_41FAS_415 | SCREW HEX T17 TIMBER NEO CL4 50JAR 12X35 | 5 | No | =XGETRATE("SUP1",$A4,2) | 0.02 | =PRODUCT(C4*E4,F4) | =G4
B |  | Discount | =XGETVALUE("Discount 15%",3) | % | =SUBTOTAL(G4:G4) | 1 | =PRODUCT(C5*E5,F5) | =G5
B |  | Waste | =XGETVALUE("Waste 7.5%",3) | % | =SUBTOTAL(G4:G5) | 1 | =PRODUCT(C6*E6,F6) | =G6
B | Roofer | Roofer all types | 0.3 | hrs | =XGETRATE("LAB1",$A7,2) | 1 | =PRODUCT(C7*E7,F7) | =G7
B |  | Margin | =XGETVALUE("Builders margin",3) | % | =SUBTOTAL(G1:G7) | 1 | =PRODUCT(C8*E8,F8) | =G8
I | T26.03.137 | ZINCALUME<s>®</s> 0.55mm | T26.03_SteelRoof | m2
B | Trim02 | Veedek_ZN_0.55 | 1 | m2 | =XGETRATE("ROF",$A1,2) | 1 | =PRODUCT(C1*E1,F1) | =G1
B |  | Discount | =XGETVALUE("Discount Steel Roof",3) | % | =SUBTOTAL(G1:G1) | 1 | =PRODUCT(C2*E2,F2) | =G2
B |  | Waste | =XGETVALUE("Waste 7.5%",3) | % | =SUBTOTAL(G1:G2) | 1 | =PRODUCT(C3*E3,F3) | =G3
B | PM_41FAS_415 | SCREW HEX T17 TIMBER NEO CL4 50JAR 12X35 | 5 | No | =XGETRATE("SUP1",$A4,2) | 0.02 | =PRODUCT(C4*E4,F4) | =G4
B |  | Discount | =XGETVALUE("Discount 15%",3) | % | =SUBTOTAL(G4:G4) | 1 | =PRODUCT(C5*E5,F5) | =G5
B |  | Waste | =XGETVALUE("Waste 7.5%",3) | % | =SUBTOTAL(G4:G5) | 1 | =PRODUCT(C6*E6,F6) | =G6
B | Roofer | Roofer all types | 0.3 | hrs | =XGETRATE("LAB1",$A7,2) | 1 | =PRODUCT(C7*E7,F7) | =G7
B |  | Margin | =XGETVALUE("Builders margin",3) | % | =SUBTOTAL(G1:G7) | 1 | =PRODUCT(C8*E8,F8) | =G8
I | T26.03.141 | Endura™ 0.4mm | T26.03_SteelRoof | m2
B | Trim03 | Veedek_Endura_0.4 | 1 | m2 | =XGETRATE("ROF",$A1,2) | 1 | =PRODUCT(C1*E1,F1) | =G1
B |  | Discount | =XGETVALUE("Discount Steel Roof",3) | % | =SUBTOTAL(G1:G1) | 1 | =PRODUCT(C2*E2,F2) | =G2
B |  | Waste | =XGETVALUE("Waste 7.5%",3) | % | =SUBTOTAL(G1:G2) | 1 | =PRODUCT(C3*E3,F3) | =G3
B | PM_41FAS_415 | SCREW HEX T17 TIMBER NEO CL4 50JAR 12X35 | 5 | No | =XGETRATE("SUP1",$A4,2) | 0.02 | =PRODUCT(C4*E4,F4) | =G4
B |  | Discount | =XGETVALUE("Discount 15%",3) | % | =SUBTOTAL(G4:G4) | 1 | =PRODUCT(C5*E5,F5) | =G5
B |  | Waste | =XGETVALUE("Waste 7.5%",3) | % | =SUBTOTAL(G4:G5) | 1 | =PRODUCT(C6*E6,F6) | =G6
B | Roofer | Roofer all types | 0.3 | hrs | =XGETRATE("LAB1",$A7,2) | 1 | =PRODUCT(C7*E7,F7) | =G7
B |  | Margin | =XGETVALUE("Builders margin",3) | % | =SUBTOTAL(G1:G7) | 1 | =PRODUCT(C8*E8,F8) | =G8
I | T26.03.145 | Endura™ 0.55mm | T26.03_SteelRoof | m2
B | Trim04 | Veedek_Endura_0.55 | 1 | m2 | =XGETRATE("ROF",$A1,2) | 1 | =PRODUCT(C1*E1,F1) | =G1
B |  | Discount | =XGETVALUE("Discount Steel Roof",3) | % | =SUBTOTAL(G1:G1) | 1 | =PRODUCT(C2*E2,F2) | =G2
B |  | Waste | =XGETVALUE("Waste 7.5%",3) | % | =SUBTOTAL(G1:G2) | 1 | =PRODUCT(C3*E3,F3) | =G3
B | PM_41FAS_415 | SCREW HEX T17 TIMBER NEO CL4 50JAR 12X35 | 5 | No | =XGETRATE("SUP1",$A4,2) | 0.02 | =PRODUCT(C4*E4,F4) | =G4
B |  | Discount | =XGETVALUE("Discount 15%",3) | % | =SUBTOTAL(G4:G4) | 1 | =PRODUCT(C5*E5,F5) | =G5
B |  | Waste | =XGETVALUE("Waste 7.5%",3) | % | =SUBTOTAL(G4:G5) | 1 | =PRODUCT(C6*E6,F6) | =G6
B | Roofer | Roofer all types | 0.3 | hrs | =XGETRATE("LAB1",$A7,2) | 1 | =PRODUCT(C7*E7,F7) | =G7
B |  | Margin | =XGETVALUE("Builders margin",3) | % | =SUBTOTAL(G1:G7) | 1 | =PRODUCT(C8*E8,F8) | =G8
I | T26.03.149 | Magnaflow™ 0.4mm | T26.03_SteelRoof | m2
B | Trim05 | Veedek_Magnaflow_0.4 | 1 | m2 | =XGETRATE("ROF",$A1,2) | 1 | =PRODUCT(C1*E1,F1) | =G1
B |  | Discount | =XGETVALUE("Discount Steel Roof",3) | % | =SUBTOTAL(G1:G1) | 1 | =PRODUCT(C2*E2,F2) | =G2
B |  | Waste | =XGETVALUE("Waste 7.5%",3) | % | =SUBTOTAL(G1:G2) | 1 | =PRODUCT(C3*E3,F3) | =G3
B | PM_41FAS_415 | SCREW HEX T17 TIMBER NEO CL4 50JAR 12X35 | 5 | No | =XGETRATE("SUP1",$A4,2) | 0.02 | =PRODUCT(C4*E4,F4) | =G4
B |  | Discount | =XGETVALUE("Discount 15%",3) | % | =SUBTOTAL(G4:G4) | 1 | =PRODUCT(C5*E5,F5) | =G5
B |  | Waste | =XGETVALUE("Waste 7.5%",3) | % | =SUBTOTAL(G4:G5) | 1 | =PRODUCT(C6*E6,F6) | =G6
B | Roofer | Roofer all types | 0.3 | hrs | =XGETRATE("LAB1",$A7,2) | 1 | =PRODUCT(C7*E7,F7) | =G7
B |  | Margin | =XGETVALUE("Builders margin",3) | % | =SUBTOTAL(G1:G7) | 1 | =PRODUCT(C8*E8,F8) | =G8
I | T26.03.153 | Magnaflow™ 0.55mm | T26.03_SteelRoof | m2
B | Trim06 | Veedek_Magnaflow_0.55 | 1 | m2 | =XGETRATE("ROF",$A1,2) | 1 | =PRODUCT(C1*E1,F1) | =G1
B |  | Discount | =XGETVALUE("Discount Steel Roof",3) | % | =SUBTOTAL(G1:G1) | 1 | =PRODUCT(C2*E2,F2) | =G2
B |  | Waste | =XGETVALUE("Waste 7.5%",3) | % | =SUBTOTAL(G1:G2) | 1 | =PRODUCT(C3*E3,F3) | =G3
B | PM_41FAS_415 | SCREW HEX T17 TIMBER NEO CL4 50JAR 12X35 | 5 | No | =XGETRATE("SUP1",$A4,2) | 0.02 | =PRODUCT(C4*E4,F4) | =G4
B |  | Discount | =XGETVALUE("Discount 15%",3) | % | =SUBTOTAL(G4:G4) | 1 | =PRODUCT(C5*E5,F5) | =G5
B |  | Waste | =XGETVALUE("Waste 7.5%",3) | % | =SUBTOTAL(G4:G5) | 1 | =PRODUCT(C6*E6,F6) | =G6
B | Roofer | Roofer all types | 0.3 | hrs | =XGETRATE("LAB1",$A7,2) | 1 | =PRODUCT(C7*E7,F7) | =G7
B |  | Margin | =XGETVALUE("Builders margin",3) | % | =SUBTOTAL(G1:G7) | 1 | =PRODUCT(C8*E8,F8) | =G8
I | T26.03.157 | Maxx™ 0.4mm | T26.03_SteelRoof | m2
B | Trim07 | Veedek_MAXX_0.4 | 1 | m2 | =XGETRATE("ROF",$A1,2) | 1 | =PRODUCT(C1*E1,F1) | =G1
B |  | Discount | =XGETVALUE("Discount Steel Roof",3) | % | =SUBTOTAL(G1:G1) | 1 | =PRODUCT(C2*E2,F2) | =G2
B |  | Waste | =XGETVALUE("Waste 7.5%",3) | % | =SUBTOTAL(G1:G2) | 1 | =PRODUCT(C3*E3,F3) | =G3
B | PM_41FAS_415 | SCREW HEX T17 TIMBER NEO CL4 50JAR 12X35 | 5 | No | =XGETRATE("SUP1",$A4,2) | 0.02 | =PRODUCT(C4*E4,F4) | =G4
B |  | Discount | =XGETVALUE("Discount 15%",3) | % | =SUBTOTAL(G4:G4) | 1 | =PRODUCT(C5*E5,F5) | =G5
B |  | Waste | =XGETVALUE("Waste 7.5%",3) | % | =SUBTOTAL(G4:G5) | 1 | =PRODUCT(C6*E6,F6) | =G6
B | Roofer | Roofer all types | 0.3 | hrs | =XGETRATE("LAB1",$A7,2) | 1 | =PRODUCT(C7*E7,F7) | =G7
B |  | Margin | =XGETVALUE("Builders margin",3) | % | =SUBTOTAL(G1:G7) | 1 | =PRODUCT(C8*E8,F8) | =G8
I | T26.03.161 | Maxx™ 0.55mm | T26.03_SteelRoof | m2
B | Trim08 | Veedek_MAXX_0.55 | 1 | m2 | =XGETRATE("ROF",$A1,2) | 1 | =PRODUCT(C1*E1,F1) | =G1
B |  | Discount | =XGETVALUE("Discount Steel Roof",3) | % | =SUBTOTAL(G1:G1) | 1 | =PRODUCT(C2*E2,F2) | =G2
B |  | Waste | =XGETVALUE("Waste 7.5%",3) | % | =SUBTOTAL(G1:G2) | 1 | =PRODUCT(C3*E3,F3) | =G3
B | PM_41FAS_415 | SCREW HEX T17 TIMBER NEO CL4 50JAR 12X35 | 5 | No | =XGETRATE("SUP1",$A4,2) | 0.02 | =PRODUCT(C4*E4,F4) | =G4
B |  | Discount | =XGETVALUE("Discount 15%",3) | % | =SUBTOTAL(G4:G4) | 1 | =PRODUCT(C5*E5,F5) | =G5
B |  | Waste | =XGETVALUE("Waste 7.5%",3) | % | =SUBTOTAL(G4:G5) | 1 | =PRODUCT(C6*E6,F6) | =G6
B | Roofer | Roofer all types | 0.3 | hrs | =XGETRATE("LAB1",$A7,2) | 1 | =PRODUCT(C7*E7,F7) | =G7
B |  | Margin | =XGETVALUE("Builders margin",3) | % | =SUBTOTAL(G1:G7) | 1 | =PRODUCT(C8*E8,F8) | =G8
I | T26.03.165 | Aluminium 0.9mm | T26.03_SteelRoof | m2
B | Trim09 | Veedek_Plain Aluminium_0.9 | 1 | m2 | =XGETRATE("ROF",$A1,2) | 1 | =PRODUCT(C1*E1,F1) | =G1
B |  | Discount | =XGETVALUE("Discount Steel Roof",3) | % | =SUBTOTAL(G1:G1) | 1 | =PRODUCT(C2*E2,F2) | =G2
B |  | Waste | =XGETVALUE("Waste 7.5%",3) | % | =SUBTOTAL(G1:G2) | 1 | =PRODUCT(C3*E3,F3) | =G3
B | PM_41FAS_415 | SCREW HEX T17 TIMBER NEO CL4 50JAR 12X35 | 5 | No | =XGETRATE("SUP1",$A4,2) | 0.02 | =PRODUCT(C4*E4,F4) | =G4
B |  | Discount | =XGETVALUE("Discount 15%",3) | % | =SUBTOTAL(G4:G4) | 1 | =PRODUCT(C5*E5,F5) | =G5
B |  | Waste | =XGETVALUE("Waste 7.5%",3) | % | =SUBTOTAL(G4:G5) | 1 | =PRODUCT(C6*E6,F6) | =G6
B | Roofer | Roofer all types | 0.3 | hrs | =XGETRATE("LAB1",$A7,2) | 1 | =PRODUCT(C7*E7,F7) | =G7
B |  | Margin | =XGETVALUE("Builders margin",3) | % | =SUBTOTAL(G1:G7) | 1 | =PRODUCT(C8*E8,F8) | =G8
I | T26.03.169 | AlumiGard 0.9mm | T26.03_SteelRoof | m2
B | Trim10 | Veedek_AlumiGard_0.9 | 1 | m2 | =XGETRATE("ROF",$A1,2) | 1 | =PRODUCT(C1*E1,F1) | =G1
B |  | Discount | =XGETVALUE("Discount Steel Roof",3) | % | =SUBTOTAL(G1:G1) | 1 | =PRODUCT(C2*E2,F2) | =G2
B |  | Waste | =XGETVALUE("Waste 7.5%",3) | % | =SUBTOTAL(G1:G2) | 1 | =PRODUCT(C3*E3,F3) | =G3
B | PM_41FAS_415 | SCREW HEX T17 TIMBER NEO CL4 50JAR 12X35 | 5 | No | =XGETRATE("SUP1",$A4,2) | 0.02 | =PRODUCT(C4*E4,F4) | =G4
B |  | Discount | =XGETVALUE("Discount 15%",3) | % | =SUBTOTAL(G4:G4) | 1 | =PRODUCT(C5*E5,F5) | =G5
B |  | Waste | =XGETVALUE("Waste 7.5%",3) | % | =SUBTOTAL(G4:G5) | 1 | =PRODUCT(C6*E6,F6) | =G6
B | Roofer | Roofer all types | 0.3 | hrs | =XGETRATE("LAB1",$A7,2) | 1 | =PRODUCT(C7*E7,F7) | =G7
B |  | Margin | =XGETVALUE("Builders margin",3) | % | =SUBTOTAL(G1:G7) | 1 | =PRODUCT(C8*E8,F8) | =G8
I | T26.03.173 | <b>Trapezoidal Profile, High Rib,</b> 38-55mm high, Brownbuilt 900, Steelspan 900, LT7 | T26.03_SteelRoof
I | T26.03.177 | ZINCALUME<s>®</s> 0.4mm | T26.03_SteelRoof | m2
B | LT7_01 | LT7_ZN_0.4 | 1 | m2 | =XGETRATE("ROF",$A1,2) | 1 | =PRODUCT(C1*E1,F1) | =G1
B |  | Discount | =XGETVALUE("Discount Steel Roof",3) | % | =SUBTOTAL(G1:G1) | 1 | =PRODUCT(C2*E2,F2) | =G2
B |  | Waste | =XGETVALUE("Waste 7.5%",3) | % | =SUBTOTAL(G1:G2) | 1 | =PRODUCT(C3*E3,F3) | =G3
B | PM_41FAS_415 | SCREW HEX T17 TIMBER NEO CL4 50JAR 12X35 | 5 | No | =XGETRATE("SUP1",$A4,2) | 0.02 | =PRODUCT(C4*E4,F4) | =G4
B |  | Discount | =XGETVALUE("Discount 15%",3) | % | =SUBTOTAL(G4:G4) | 1 | =PRODUCT(C5*E5,F5) | =G5
B |  | Waste | =XGETVALUE("Waste 7.5%",3) | % | =SUBTOTAL(G4:G5) | 1 | =PRODUCT(C6*E6,F6) | =G6
B | Roofer | Roofer all types | 0.3 | hrs | =XGETRATE("LAB1",$A7,2) | 1 | =PRODUCT(C7*E7,F7) | =G7
B |  | Margin | =XGETVALUE("Builders margin",3) | % | =SUBTOTAL(G1:G7) | 1 | =PRODUCT(C8*E8,F8) | =G8
I | T26.03.181 | ZINCALUME<s>®</s> 0.55mm | T26.03_SteelRoof | m2
B | LT7_02 | LT7_ZN_0.55 | 1 | m2 | =XGETRATE("ROF",$A1,2) | 1 | =PRODUCT(C1*E1,F1) | =G1
B |  | Discount | =XGETVALUE("Discount Steel Roof",3) | % | =SUBTOTAL(G1:G1) | 1 | =PRODUCT(C2*E2,F2) | =G2
B |  | Waste | =XGETVALUE("Waste 7.5%",3) | % | =SUBTOTAL(G1:G2) | 1 | =PRODUCT(C3*E3,F3) | =G3
B | PM_41FAS_415 | SCREW HEX T17 TIMBER NEO CL4 50JAR 12X35 | 5 | No | =XGETRATE("SUP1",$A4,2) | 0.02 | =PRODUCT(C4*E4,F4) | =G4
B |  | Discount | =XGETVALUE("Discount 15%",3) | % | =SUBTOTAL(G4:G4) | 1 | =PRODUCT(C5*E5,F5) | =G5
B |  | Waste | =XGETVALUE("Waste 7.5%",3) | % | =SUBTOTAL(G4:G5) | 1 | =PRODUCT(C6*E6,F6) | =G6
B | Roofer | Roofer all types | 0.3 | hrs | =XGETRATE("LAB1",$A7,2) | 1 | =PRODUCT(C7*E7,F7) | =G7
B |  | Margin | =XGETVALUE("Builders margin",3) | % | =SUBTOTAL(G1:G7) | 1 | =PRODUCT(C8*E8,F8) | =G8
I | T26.03.185 | ZINCALUME<s>®</s> 0.75mm | T26.03_SteelRoof | m2
B | LT7_03 | LT7_ZN_0.75 | 1 | m2 | =XGETRATE("ROF",$A1,2) | 1 | =PRODUCT(C1*E1,F1) | =G1
B |  | Discount | =XGETVALUE("Discount Steel Roof",3) | % | =SUBTOTAL(G1:G1) | 1 | =PRODUCT(C2*E2,F2) | =G2
B |  | Waste | =XGETVALUE("Waste 7.5%",3) | % | =SUBTOTAL(G1:G2) | 1 | =PRODUCT(C3*E3,F3) | =G3
B | PM_41FAS_415 | SCREW HEX T17 TIMBER NEO CL4 50JAR 12X35 | 5 | No | =XGETRATE("SUP1",$A4,2) | 0.02 | =PRODUCT(C4*E4,F4) | =G4
B |  | Discount | =XGETVALUE("Discount 15%",3) | % | =SUBTOTAL(G4:G4) | 1 | =PRODUCT(C5*E5,F5) | =G5
B |  | Waste | =XGETVALUE("Waste 7.5%",3) | % | =SUBTOTAL(G4:G5) | 1 | =PRODUCT(C6*E6,F6) | =G6
B | Roofer | Roofer all types | 0.3 | hrs | =XGETRATE("LAB1",$A7,2) | 1 | =PRODUCT(C7*E7,F7) | =G7
B |  | Margin | =XGETVALUE("Builders margin",3) | % | =SUBTOTAL(G1:G7) | 1 | =PRODUCT(C8*E8,F8) | =G8
I | T26.03.189 | Endura™ 0.4mm | T26.03_SteelRoof | m2
B | LT7_04 | LT7_Endura_0.4 | 1 | m2 | =XGETRATE("ROF",$A1,2) | 1 | =PRODUCT(C1*E1,F1) | =G1
B |  | Discount | =XGETVALUE("Discount Steel Roof",3) | % | =SUBTOTAL(G1:G1) | 1 | =PRODUCT(C2*E2,F2) | =G2
B |  | Waste | =XGETVALUE("Waste 7.5%",3) | % | =SUBTOTAL(G1:G2) | 1 | =PRODUCT(C3*E3,F3) | =G3
B | PM_41FAS_415 | SCREW HEX T17 TIMBER NEO CL4 50JAR 12X35 | 5 | No | =XGETRATE("SUP1",$A4,2) | 0.02 | =PRODUCT(C4*E4,F4) | =G4
B |  | Discount | =XGETVALUE("Discount 15%",3) | % | =SUBTOTAL(G4:G4) | 1 | =PRODUCT(C5*E5,F5) | =G5
B |  | Waste | =XGETVALUE("Waste 7.5%",3) | % | =SUBTOTAL(G4:G5) | 1 | =PRODUCT(C6*E6,F6) | =G6
B | Roofer | Roofer all types | 0.3 | hrs | =XGETRATE("LAB1",$A7,2) | 1 | =PRODUCT(C7*E7,F7) | =G7
B |  | Margin | =XGETVALUE("Builders margin",3) | % | =SUBTOTAL(G1:G7) | 1 | =PRODUCT(C8*E8,F8) | =G8
I | T26.03.193 | Endura™ 0.55mm | T26.03_SteelRoof | m2
B | LT7_05 | LT7_Endura_0.55 | 1 | m2 | =XGETRATE("ROF",$A1,2) | 1 | =PRODUCT(C1*E1,F1) | =G1
B |  | Discount | =XGETVALUE("Discount Steel Roof",3) | % | =SUBTOTAL(G1:G1) | 1 | =PRODUCT(C2*E2,F2) | =G2
B |  | Waste | =XGETVALUE("Waste 7.5%",3) | % | =SUBTOTAL(G1:G2) | 1 | =PRODUCT(C3*E3,F3) | =G3
B | PM_41FAS_415 | SCREW HEX T17 TIMBER NEO CL4 50JAR 12X35 | 5 | No | =XGETRATE("SUP1",$A4,2) | 0.02 | =PRODUCT(C4*E4,F4) | =G4
B |  | Discount | =XGETVALUE("Discount 15%",3) | % | =SUBTOTAL(G4:G4) | 1 | =PRODUCT(C5*E5,F5) | =G5
B |  | Waste | =XGETVALUE("Waste 7.5%",3) | % | =SUBTOTAL(G4:G5) | 1 | =PRODUCT(C6*E6,F6) | =G6
B | Roofer | Roofer all types | 0.3 | hrs | =XGETRATE("LAB1",$A7,2) | 1 | =PRODUCT(C7*E7,F7) | =G7
B |  | Margin | =XGETVALUE("Builders margin",3) | % | =SUBTOTAL(G1:G7) | 1 | =PRODUCT(C8*E8,F8) | =G8
I | T26.03.197 | MagnaFlow™ 0.4mm | T26.03_SteelRoof | m2
B | LT7_06 | LT7 .40 MagnaFlow | 1 | m2 | =XGETRATE("ROF",$A1,2) | 1 | =PRODUCT(C1*E1,F1) | =G1
B |  | Discount | =XGETVALUE("Discount Steel Roof",3) | % | =SUBTOTAL(G1:G1) | 1 | =PRODUCT(C2*E2,F2) | =G2
B |  | Waste | =XGETVALUE("Waste 7.5%",3) | % | =SUBTOTAL(G1:G2) | 1 | =PRODUCT(C3*E3,F3) | =G3
B | PM_41FAS_415 | SCREW HEX T17 TIMBER NEO CL4 50JAR 12X35 | 5 | No | =XGETRATE("SUP1",$A4,2) | 0.02 | =PRODUCT(C4*E4,F4) | =G4
B |  | Discount | =XGETVALUE("Discount 15%",3) | % | =SUBTOTAL(G4:G4) | 1 | =PRODUCT(C5*E5,F5) | =G5
B |  | Waste | =XGETVALUE("Waste 7.5%",3) | % | =SUBTOTAL(G4:G5) | 1 | =PRODUCT(C6*E6,F6) | =G6
B | Roofer | Roofer all types | 0.3 | hrs | =XGETRATE("LAB1",$A7,2) | 1 | =PRODUCT(C7*E7,F7) | =G7
B |  | Margin | =XGETVALUE("Builders margin",3) | % | =SUBTOTAL(G1:G7) | 1 | =PRODUCT(C8*E8,F8) | =G8
I | T26.03.201 | MagnaFlow™ 0.55mm | T26.03_SteelRoof | m2
B | LT7_07 | LT7 .55 MagnaFlow | 1 | m2 | =XGETRATE("ROF",$A1,2) | 1 | =PRODUCT(C1*E1,F1) | =G1
B |  | Discount | =XGETVALUE("Discount Steel Roof",3) | % | =SUBTOTAL(G1:G1) | 1 | =PRODUCT(C2*E2,F2) | =G2
B |  | Waste | =XGETVALUE("Waste 7.5%",3) | % | =SUBTOTAL(G1:G2) | 1 | =PRODUCT(C3*E3,F3) | =G3
B | PM_41FAS_415 | SCREW HEX T17 TIMBER NEO CL4 50JAR 12X35 | 5 | No | =XGETRATE("SUP1",$A4,2) | 0.02 | =PRODUCT(C4*E4,F4) | =G4
B |  | Discount | =XGETVALUE("Discount 15%",3) | % | =SUBTOTAL(G4:G4) | 1 | =PRODUCT(C5*E5,F5) | =G5
B |  | Waste | =XGETVALUE("Waste 7.5%",3) | % | =SUBTOTAL(G4:G5) | 1 | =PRODUCT(C6*E6,F6) | =G6
B | Roofer | Roofer all types | 0.3 | hrs | =XGETRATE("LAB1",$A7,2) | 1 | =PRODUCT(C7*E7,F7) | =G7
B |  | Margin | =XGETVALUE("Builders margin",3) | % | =SUBTOTAL(G1:G7) | 1 | =PRODUCT(C8*E8,F8) | =G8
I | T26.03.205 | Maxx™ 0.4mm | T26.03_SteelRoof | m2
B | LT7_08 | LT7_MAXX_0.4 | 1 | m2 | =XGETRATE("ROF",$A1,2) | 1 | =PRODUCT(C1*E1,F1) | =G1
B |  | Discount | =XGETVALUE("Discount Steel Roof",3) | % | =SUBTOTAL(G1:G1) | 1 | =PRODUCT(C2*E2,F2) | =G2
B |  | Waste | =XGETVALUE("Waste 7.5%",3) | % | =SUBTOTAL(G1:G2) | 1 | =PRODUCT(C3*E3,F3) | =G3
B | PM_41FAS_415 | SCREW HEX T17 TIMBER NEO CL4 50JAR 12X35 | 5 | No | =XGETRATE("SUP1",$A4,2) | 0.02 | =PRODUCT(C4*E4,F4) | =G4
B |  | Discount | =XGETVALUE("Discount 15%",3) | % | =SUBTOTAL(G4:G4) | 1 | =PRODUCT(C5*E5,F5) | =G5
B |  | Waste | =XGETVALUE("Waste 7.5%",3) | % | =SUBTOTAL(G4:G5) | 1 | =PRODUCT(C6*E6,F6) | =G6
B | Roofer | Roofer all types | 0.3 | hrs | =XGETRATE("LAB1",$A7,2) | 1 | =PRODUCT(C7*E7,F7) | =G7
B |  | Margin | =XGETVALUE("Builders margin",3) | % | =SUBTOTAL(G1:G7) | 1 | =PRODUCT(C8*E8,F8) | =G8
I | T26.03.209 | Maxx™ 0.55mm | T26.03_SteelRoof | m2
B | LT7_09 | LT7_MAXX_0.55 | 1 | m2 | =XGETRATE("ROF",$A1,2) | 1 | =PRODUCT(C1*E1,F1) | =G1
B |  | Discount | =XGETVALUE("Discount Steel Roof",3) | % | =SUBTOTAL(G1:G1) | 1 | =PRODUCT(C2*E2,F2) | =G2
B |  | Waste | =XGETVALUE("Waste 7.5%",3) | % | =SUBTOTAL(G1:G2) | 1 | =PRODUCT(C3*E3,F3) | =G3
B | PM_41FAS_415 | SCREW HEX T17 TIMBER NEO CL4 50JAR 12X35 | 5 | No | =XGETRATE("SUP1",$A4,2) | 0.02 | =PRODUCT(C4*E4,F4) | =G4
B |  | Discount | =XGETVALUE("Discount 15%",3) | % | =SUBTOTAL(G4:G4) | 1 | =PRODUCT(C5*E5,F5) | =G5
B |  | Waste | =XGETVALUE("Waste 7.5%",3) | % | =SUBTOTAL(G4:G5) | 1 | =PRODUCT(C6*E6,F6) | =G6
B | Roofer | Roofer all types | 0.3 | hrs | =XGETRATE("LAB1",$A7,2) | 1 | =PRODUCT(C7*E7,F7) | =G7
B |  | Margin | =XGETVALUE("Builders margin",3) | % | =SUBTOTAL(G1:G7) | 1 | =PRODUCT(C8*E8,F8) | =G8
I | T26.03.217 | Aluminium 0.9mm | T26.03_SteelRoof | m2
B | LT7_11 | LT7_AL_0.9 | 1 | m2 | =XGETRATE("ROF",$A1,2) | 1 | =PRODUCT(C1*E1,F1) | =G1
B |  | Discount | =XGETVALUE("Discount Steel Roof",3) | % | =SUBTOTAL(G1:G1) | 1 | =PRODUCT(C2*E2,F2) | =G2
B |  | Waste | =XGETVALUE("Waste 7.5%",3) | % | =SUBTOTAL(G1:G2) | 1 | =PRODUCT(C3*E3,F3) | =G3
B | PM_41FAS_415 | SCREW HEX T17 TIMBER NEO CL4 50JAR 12X35 | 5 | No | =XGETRATE("SUP1",$A4,2) | 0.02 | =PRODUCT(C4*E4,F4) | =G4
B |  | Discount | =XGETVALUE("Discount 15%",3) | % | =SUBTOTAL(G4:G4) | 1 | =PRODUCT(C5*E5,F5) | =G5
B |  | Waste | =XGETVALUE("Waste 7.5%",3) | % | =SUBTOTAL(G4:G5) | 1 | =PRODUCT(C6*E6,F6) | =G6
B | Roofer | Roofer all types | 0.3 | hrs | =XGETRATE("LAB1",$A7,2) | 1 | =PRODUCT(C7*E7,F7) | =G7
B |  | Margin | =XGETVALUE("Builders margin",3) | % | =SUBTOTAL(G1:G7) | 1 | =PRODUCT(C8*E8,F8) | =G8
I | T26.03.221 | AlumiGard™ 0.9mm | T26.03_SteelRoof | m2
B | LT7_12 | LT7 .90 AlumiGard | 1 | m2 | =XGETRATE("ROF",$A1,2) | 1 | =PRODUCT(C1*E1,F1) | =G1
B |  | Discount | =XGETVALUE("Discount Steel Roof",3) | % | =SUBTOTAL(G1:G1) | 1 | =PRODUCT(C2*E2,F2) | =G2
B |  | Waste | =XGETVALUE("Waste 7.5%",3) | % | =SUBTOTAL(G1:G2) | 1 | =PRODUCT(C3*E3,F3) | =G3
B | PM_41FAS_415 | SCREW HEX T17 TIMBER NEO CL4 50JAR 12X35 | 5 | No | =XGETRATE("SUP1",$A4,2) | 0.02 | =PRODUCT(C4*E4,F4) | =G4
B |  | Discount | =XGETVALUE("Discount 15%",3) | % | =SUBTOTAL(G4:G4) | 1 | =PRODUCT(C5*E5,F5) | =G5
B |  | Waste | =XGETVALUE("Waste 7.5%",3) | % | =SUBTOTAL(G4:G5) | 1 | =PRODUCT(C6*E6,F6) | =G6
B | Roofer | Roofer all types | 0.3 | hrs | =XGETRATE("LAB1",$A7,2) | 1 | =PRODUCT(C7*E7,F7) | =G7
B |  | Margin | =XGETVALUE("Builders margin",3) | % | =SUBTOTAL(G1:G7) | 1 | =PRODUCT(C8*E8,F8) | =G8
I | T26.03.225 | <b>Add</b> extra for | T26.03_SteelRoof
I | T26.03.229 | Strippable film | T26.03_SteelRoof
I | T26.03.233 | Foam filler strip | T26.03_SteelRoof | m
B | AffinFL003 | ECOFOAM (2 METER EACH) | 1 | each | =XGETRATE("ROF",$A1,2) | 0.5 | =PRODUCT(C1*E1,F1) | =G1
B |  | Discount | =XGETVALUE("Discount 15%",3) | % | =SUBTOTAL(G1:G1) | 1 | =PRODUCT(C2*E2,F2) | =G2
B |  | Waste | =XGETVALUE("Waste 7.5%",3) | % | =SUBTOTAL(G1:G2) | 1 | =PRODUCT(C3*E3,F3) | =G3
B | Roofer | Roofer all types | 0.025 | hrs | =XGETRATE("LAB1",$A4,2) | 1 | =PRODUCT(C4*E4,F4) | =G4
B |  | Margin | =XGETVALUE("Builders margin",3) | % | =SUBTOTAL(G1:G4) | 1 | =PRODUCT(C5*E5,F5) | =G5
I | T26.04.001 | Concrete and Clay Tiles and Shingles | T26.04_ConcTiles
I | T26.04.005 | Rates are for hip and valley roofs and include hip and valley cuts, ridge and barge tiles, bedding and pointing, valley and other flashings and 50mm x 50mm timber battens. | T26.04_ConcTiles
I | T26.04.009 | <b>Concrete Tiles, various profiles</b> | T26.04_ConcTiles
I | T26.04.013 | Plain coloured | T26.04_ConcTiles
I | T26.04.017 | Single storey, simple roof | T26.04_ConcTiles | m2 | 51.3607
I | T26.04.021 | Multi-storey, simple roof | T26.04_ConcTiles | m2 | 57.0674
I | T26.04.025 | Multi-storey, moderately complex roof | T26.04_ConcTiles | m2 | 62.7742
I | T26.04.029 | Multi-coloured | T26.04_ConcTiles
I | T26.04.033 | Single storey, simple roof | T26.04_ConcTiles | m2 | 60.4915
I | T26.04.037 | Multi-storey, simple roof | T26.04_ConcTiles | m2 | 66.1982
I | T26.04.041 | Multi-storey, moderately complex roof | T26.04_ConcTiles | m2 | 74.1877
I | T26.04.045 | <b>Concrete Shingles</b> | T26.04_ConcTiles
I | T26.04.049 | Single storey, simple roof | T26.04_ConcTiles | m2 | 68.4809
I | T26.04.053 | Multi-storey, simple roof | T26.04_ConcTiles | m2 | 73.0463
I | T26.04.057 | Multi-storey, moderately complex roof | T26.04_ConcTiles | m2 | 75.329
I | T26.05.001 | Metal Standing Seam Roofing | T26.05_StandingSeam
I | T26.05.005 | Rates based on standard gable roof | T26.05_StandingSeam
I | T26.05.009 | <b>Standing Seam Tray Roof,</b> copper, 0.55mm | T26.05_StandingSeam
I | T26.05.013 | 610mm wide tray, 38mm high double lock seam | T26.05_StandingSeam | m2
B | CU1000_55 | 2400x1000x0.55 Copper Sheet | 1 | sh | =XGETRATE("PLU",$A1,2) | 0.41667 | =PRODUCT(C1*E1,F1) | =G1
B |  | Discount - trade price | =XGETVALUE("Discount Trade NIL",3) | % | =SUBTOTAL(G1:G1) | 1 | =PRODUCT(C2*E2,F2) | =G2
B |  | Waste and Fixings | =XGETVALUE("Waste 2.5%",3) | % | =SUBTOTAL(G1:G2) | 1 | =PRODUCT(C3*E3,F3) | =G3
B |  | Roll forming machinery cost | 1 | day | 250 | 0.0625 | =PRODUCT(C4*E4,F4) | =G4
B |  | Discount - trade price | =XGETVALUE("Discount Trade NIL",3) | % | =SUBTOTAL(G4:G4) | 1 | =PRODUCT(C5*E5,F5) | =G5
B |  | Waste and Fixings | =XGETVALUE("Waste 5%",3) | % | =SUBTOTAL(G4:G5) | 1 | =PRODUCT(C6*E6,F6) | =G6
B | Roofer | Roofer all types | 0.25 | hrs | =XGETRATE("LAB1",$A7,2) | 1 | =PRODUCT(C7*E7,F7) | =G7
B | Roofer | Roofer all types | 0.5 | hrs | =XGETRATE("LAB1",$A8,2) | 1 | =PRODUCT(C8*E8,F8) | =G8
B |  | Margin | =XGETVALUE("Builders margin",3) | % | =SUBTOTAL(G1:G8) | 1 | =PRODUCT(C9*E9,F9) | =G9
B |  | Roll forming machinery
B |  | Daily cost
B |  | Divided by 8 hours per day x m2 per hr production | 8
I | T26.06.001 | Metal Tiles | T26.06_MetalTiles
I | T26.06.005 | Rates based on standard gable roof and include timber battens at 320mm or 370mm centres and underlay. | T26.06_MetalTiles
I | T26.06.009 | <b>Pressed ZINCALUME</b><s>®</s> <b>Tiles, standard pattern</b> | T26.06_MetalTiles
I | T26.06.013 | Endura™ acrylic finish, pitch: | T26.06_MetalTiles
I | T26.06.017 | up to 30° | T26.06_MetalTiles | m2 | 57.0674
I | T26.06.021 | 31–45° | T26.06_MetalTiles | m2 | 59.3501
I | T26.06.025 | 46° and over | T26.06_MetalTiles | m2 | 61.6328
I | T26.06.029 | ZRX™ acrylic finish, pitch: | T26.06_MetalTiles
I | T26.06.033 | up to 30° | T26.06_MetalTiles | m2 | 68.4809
I | T26.06.037 | 31–45° | T26.06_MetalTiles | m2 | 70.7636
I | T26.06.041 | 46° and over | T26.06_MetalTiles | m2 | 73.0463
I | T26.06.045 | Stone chip coating with acrylic paint finish, pitch: | T26.06_MetalTiles
I | T26.06.049 | up to 30° | T26.06_MetalTiles | m2 | 74.1877
I | T26.06.053 | 31–45° | T26.06_MetalTiles | m2 | 77.6117
I | T26.06.057 | 46° and over | T26.06_MetalTiles | m2 | 79.8944
I | T26.07.001 | Shingles and Shakes: Metal | T26.07_ShinglesMetal
I | T26.07.005 | <b>Pressed ZINCALUME</b><s>®</s> <b>Shakes</b> | T26.07_ShinglesMetal
I | T26.07.009 | Endura™ acrylic finish | T26.07_ShinglesMetal | m2 | 66.1982
I | T26.07.013 | ZRX™ acrylic finish | T26.07_ShinglesMetal | m2 | 73.0463
I | T26.07.017 | Stone chip coating with acrylic paint finish | T26.07_ShinglesMetal | m2 | 81.0358
I | T26.07.021 | <b>Oberon Metal Shingles,</b> with acrylic finish and | T26.07_ShinglesMetal | m2 | 74.1877
I | T26.07.025 | coloured stone chip coating, with battens at 160mm centres | T26.07_ShinglesMetal |  | 85.6011
I | T26.07.029 | Shingles and Shakes: Timber | T26.07_ShinglesMetal
I | T26.07.033 | Shingles fixed to roof not exceeding 35° pitch, including underlay, timber sarking and battens as required. | T26.07_ShinglesMetal
I | T26.07.037 | <b>Cedar or Pine Shingles or Shakes</b> | T26.07_ShinglesMetal | m2 | 182.6158
I | T26.07.041 |  | T26.07_ShinglesMetal |  | 205.4428
I | T26.08.001 | Shingles and Shakes: Synthetic | T26.08_ShinglesSynthetic
I | T26.08.005 | <b>Certainteed Fibreglass Shingles/Shangles</b> | T26.08_ShinglesSynthetic
I | T26.08.009 | Certainteed 20 Shingles | T26.08_ShinglesSynthetic | m2 | 68.4809
I | T26.08.013 | Landmark Shingles | T26.08_ShinglesSynthetic | m2 | 74.1877
I | T26.08.017 | Hatteras Shingles | T26.08_ShinglesSynthetic | m2 | 97.0146
I | T26.08.021 | Independence Shangles | T26.08_ShinglesSynthetic | m2 | 108.4281
I | T26.08.025 | <b>Asphalt Fibreglass Reinforced Shingles</b> | T26.08_ShinglesSynthetic | m2 | 68.4809
I | T26.08.029 |  | T26.08_ShinglesSynthetic |  | 91.3079
I | T26.09.001 | Slate Roofing | T26.09_Slate
I | T26.09.005 | <b>Butynol Rubber Slates,</b> fixed to roof not exceeding 35° pitch | T26.09_Slate | m2 | 102.7214
I | T26.09.009 | 17mm H3 plywood sarking to last | T26.09_Slate | m2
B | PM_13PLY_040 | CONSTN PLY 7PLY H3 CD 2400X1200X17MM | 1 | m2 | =XGETRATE("SUP1",$A1,2) | 0.34722 | =PRODUCT(C1*E1,F1) | =G1
B |  | Discount | =XGETVALUE("Discount 10%",3) | % | =SUBTOTAL(G1:G1) | 1 | =PRODUCT(C2*E2,F2) | =G2
B |  | Waste | =XGETVALUE("Waste 7.5%",3) | % | =SUBTOTAL(G1:G2) | 1 | =PRODUCT(C3*E3,F3) | =G3
B | PM_41FAS_064 | NAIL GALV FLAT HEAD 60MMX2.80MM 15KG | 24 | bx | =XGETRATE("SUP1",$A4,2) | 0.0002381 | =PRODUCT(C4*E4,F4) | =G4
B |  | Discount | =XGETVALUE("Discount 7.5%",3) | % | =SUBTOTAL(G4:G4) | 1 | =PRODUCT(C5*E5,F5) | =G5
B |  | Waste | =XGETVALUE("Waste 5%",3) | % | =SUBTOTAL(G4:G5) | 1 | =PRODUCT(C6*E6,F6) | =G6
B | CarpA | Carpenter | 0.55 | hrs | =XGETRATE("LAB1",$A7,2) | 1 | =PRODUCT(C7*E7,F7) | =G7
B |  | Margin | =XGETVALUE("Builders margin",3) | % | =SUBTOTAL(G1:G7) | 1 | =PRODUCT(C8*E8,F8) | =G8
I | T26.09.013 | <b>Slates,</b> including timber battens and underlay | T26.09_Slate
I | T26.09.017 | Euro fibre reinforced textured cement slate, 4mm thick | T26.09_Slate | m2 | 125.5483
I | T26.09.021 | Reconstituted resin bonded slate | T26.09_Slate | m2 | 148.3753
I | T26.10.001 | Translucent Roofing | T26.10_Translucent
I | T26.10.005 | <b>Fibreglass Corrugated Profile Sheet</b> | T26.10_Translucent
I | T26.10.009 | Durolite | T26.10_Translucent | m2
B | Corr13 | Corrugate_Durolite_ | 1 | m2 | =XGETRATE("ROF",$A1,2) | 1 | =PRODUCT(C1*E1,F1) | =G1
B |  | Discount | =XGETVALUE("Discount 15%",3) | % | =SUBTOTAL(G1:G1) | 1 | =PRODUCT(C2*E2,F2) | =G2
B |  | Waste | =XGETVALUE("Waste 7.5%",3) | % | =SUBTOTAL(G1:G2) | 1 | =PRODUCT(C3*E3,F3) | =G3
B | PM_41FAS_013 | CLEARFIX ROOFING SCREW 12GX50MM 50 PACK | 5 | pa | =XGETRATE("SUP1",$A4,2) | 0.02 | =PRODUCT(C4*E4,F4) | =G4
B |  | Discount | =XGETVALUE("Discount 15%",3) | % | =SUBTOTAL(G4:G4) | 1 | =PRODUCT(C5*E5,F5) | =G5
B |  | Waste | =XGETVALUE("Waste 7.5%",3) | % | =SUBTOTAL(G4:G5) | 1 | =PRODUCT(C6*E6,F6) | =G6
B | Roofer | Roofer all types | 0.2 | hrs | =XGETRATE("LAB1",$A7,2) | 1 | =PRODUCT(C7*E7,F7) | =G7
B |  | Margin | =XGETVALUE("Builders margin",3) | % | =SUBTOTAL(G1:G7) | 1 | =PRODUCT(C8*E8,F8) | =G8
I | T26.10.013 | Durolite HeatGuard 4 | T26.10_Translucent | m2
B | Corr12 | Corrugate_DuroliteHeatGuard4 | 1 | m2 | =XGETRATE("ROF",$A1,2) | 1 | =PRODUCT(C1*E1,F1) | =G1
B |  | Discount | =XGETVALUE("Discount 15%",3) | % | =SUBTOTAL(G1:G1) | 1 | =PRODUCT(C2*E2,F2) | =G2
B |  | Waste | =XGETVALUE("Waste 7.5%",3) | % | =SUBTOTAL(G1:G2) | 1 | =PRODUCT(C3*E3,F3) | =G3
B | PM_41FAS_013 | CLEARFIX ROOFING SCREW 12GX50MM 50 PACK | 5 | pa | =XGETRATE("SUP1",$A4,2) | 0.02 | =PRODUCT(C4*E4,F4) | =G4
B |  | Discount | =XGETVALUE("Discount 15%",3) | % | =SUBTOTAL(G4:G4) | 1 | =PRODUCT(C5*E5,F5) | =G5
B |  | Waste | =XGETVALUE("Waste 7.5%",3) | % | =SUBTOTAL(G4:G5) | 1 | =PRODUCT(C6*E6,F6) | =G6
B | Roofer | Roofer all types | 0.2 | hrs | =XGETRATE("LAB1",$A7,2) | 1 | =PRODUCT(C7*E7,F7) | =G7
B |  | Margin | =XGETVALUE("Builders margin",3) | % | =SUBTOTAL(G1:G7) | 1 | =PRODUCT(C8*E8,F8) | =G8
I | T26.10.017 | Durolite HeatGuard 8 | T26.10_Translucent | m2
B | Corr10 | Corrugate Durolite HG8 1.1mm | 1 | m2 | =XGETRATE("ROF",$A1,2) | 1 | =PRODUCT(C1*E1,F1) | =G1
B |  | Discount | =XGETVALUE("Discount 15%",3) | % | =SUBTOTAL(G1:G1) | 1 | =PRODUCT(C2*E2,F2) | =G2
B |  | Waste | =XGETVALUE("Waste 7.5%",3) | % | =SUBTOTAL(G1:G2) | 1 | =PRODUCT(C3*E3,F3) | =G3
B | PM_41FAS_013 | CLEARFIX ROOFING SCREW 12GX50MM 50 PACK | 5 | pa | =XGETRATE("SUP1",$A4,2) | 0.02 | =PRODUCT(C4*E4,F4) | =G4
B |  | Discount | =XGETVALUE("Discount 15%",3) | % | =SUBTOTAL(G4:G4) | 1 | =PRODUCT(C5*E5,F5) | =G5
B |  | Waste | =XGETVALUE("Waste 7.5%",3) | % | =SUBTOTAL(G4:G5) | 1 | =PRODUCT(C6*E6,F6) | =G6
B | Roofer | Roofer all types | 0.2 | hrs | =XGETRATE("LAB1",$A7,2) | 1 | =PRODUCT(C7*E7,F7) | =G7
B |  | Margin | =XGETVALUE("Builders margin",3) | % | =SUBTOTAL(G1:G7) | 1 | =PRODUCT(C8*E8,F8) | =G8
I | T26.10.021 | Maxilite | T26.10_Translucent | m2
B | Corr11 | Corrugate_Maxilite_ | 1 | m2 | =XGETRATE("ROF",$A1,2) | 1 | =PRODUCT(C1*E1,F1) | =G1
B |  | Discount | =XGETVALUE("Discount 15%",3) | % | =SUBTOTAL(G1:G1) | 1 | =PRODUCT(C2*E2,F2) | =G2
B |  | Waste | =XGETVALUE("Waste 7.5%",3) | % | =SUBTOTAL(G1:G2) | 1 | =PRODUCT(C3*E3,F3) | =G3
B | PM_41FAS_013 | CLEARFIX ROOFING SCREW 12GX50MM 50 PACK | 5 | pa | =XGETRATE("SUP1",$A4,2) | 0.02 | =PRODUCT(C4*E4,F4) | =G4
B |  | Discount | =XGETVALUE("Discount 15%",3) | % | =SUBTOTAL(G4:G4) | 1 | =PRODUCT(C5*E5,F5) | =G5
B |  | Waste | =XGETVALUE("Waste 7.5%",3) | % | =SUBTOTAL(G4:G5) | 1 | =PRODUCT(C6*E6,F6) | =G6
B | Roofer | Roofer all types | 0.2 | hrs | =XGETRATE("LAB1",$A7,2) | 1 | =PRODUCT(C7*E7,F7) | =G7
B |  | Margin | =XGETVALUE("Builders margin",3) | % | =SUBTOTAL(G1:G7) | 1 | =PRODUCT(C8*E8,F8) | =G8
I | T26.10.025 | <b>Fibreglass Trough Profile Sheet</b> | T26.10_Translucent
I | T26.10.029 | Durolite | T26.10_Translucent | m2
B | DDek4_08 | Ddek 400_Durolite_ | 1 | m2 | =XGETRATE("ROF",$A1,2) | 1 | =PRODUCT(C1*E1,F1) | =G1
B |  | Discount | =XGETVALUE("Discount 15%",3) | % | =SUBTOTAL(G1:G1) | 1 | =PRODUCT(C2*E2,F2) | =G2
B |  | Waste | =XGETVALUE("Waste 7.5%",3) | % | =SUBTOTAL(G1:G2) | 1 | =PRODUCT(C3*E3,F3) | =G3
B | PM_41FAS_013 | CLEARFIX ROOFING SCREW 12GX50MM 50 PACK | 5 | pa | =XGETRATE("SUP1",$A4,2) | 0.02 | =PRODUCT(C4*E4,F4) | =G4
B |  | Discount | =XGETVALUE("Discount 15%",3) | % | =SUBTOTAL(G4:G4) | 1 | =PRODUCT(C5*E5,F5) | =G5
B |  | Waste | =XGETVALUE("Waste 7.5%",3) | % | =SUBTOTAL(G4:G5) | 1 | =PRODUCT(C6*E6,F6) | =G6
B | Roofer | Roofer all types | 0.3 | hrs | =XGETRATE("LAB1",$A7,2) | 1 | =PRODUCT(C7*E7,F7) | =G7
B |  | Margin | =XGETVALUE("Builders margin",3) | % | =SUBTOTAL(G1:G7) | 1 | =PRODUCT(C8*E8,F8) | =G8
I | T26.10.033 | Durolite HeatGuard 4 | T26.10_Translucent | m2
B | DDek4_10 | Ddek 400_Durolite_HG4 | 1 | m2 | =XGETRATE("ROF",$A1,2) | 1 | =PRODUCT(C1*E1,F1) | =G1
B |  | Discount | =XGETVALUE("Discount 15%",3) | % | =SUBTOTAL(G1:G1) | 1 | =PRODUCT(C2*E2,F2) | =G2
B |  | Waste | =XGETVALUE("Waste 7.5%",3) | % | =SUBTOTAL(G1:G2) | 1 | =PRODUCT(C3*E3,F3) | =G3
B | PM_41FAS_013 | CLEARFIX ROOFING SCREW 12GX50MM 50 PACK | 5 | pa | =XGETRATE("SUP1",$A4,2) | 0.02 | =PRODUCT(C4*E4,F4) | =G4
B |  | Discount | =XGETVALUE("Discount 15%",3) | % | =SUBTOTAL(G4:G4) | 1 | =PRODUCT(C5*E5,F5) | =G5
B |  | Waste | =XGETVALUE("Waste 7.5%",3) | % | =SUBTOTAL(G4:G5) | 1 | =PRODUCT(C6*E6,F6) | =G6
B | Roofer | Roofer all types | 0.3 | hrs | =XGETRATE("LAB1",$A7,2) | 1 | =PRODUCT(C7*E7,F7) | =G7
B |  | Margin | =XGETVALUE("Builders margin",3) | % | =SUBTOTAL(G1:G7) | 1 | =PRODUCT(C8*E8,F8) | =G8
I | T26.10.037 | Durolite HeatGuard 8 | T26.10_Translucent | m2
B | DDek4_11 | Ddek 400_Durolite_HG8 | 1 | m2 | =XGETRATE("ROF",$A1,2) | 1 | =PRODUCT(C1*E1,F1) | =G1
B |  | Discount | =XGETVALUE("Discount 15%",3) | % | =SUBTOTAL(G1:G1) | 1 | =PRODUCT(C2*E2,F2) | =G2
B |  | Waste | =XGETVALUE("Waste 7.5%",3) | % | =SUBTOTAL(G1:G2) | 1 | =PRODUCT(C3*E3,F3) | =G3
B | PM_41FAS_013 | CLEARFIX ROOFING SCREW 12GX50MM 50 PACK | 5 | pa | =XGETRATE("SUP1",$A4,2) | 0.02 | =PRODUCT(C4*E4,F4) | =G4
B |  | Discount | =XGETVALUE("Discount 15%",3) | % | =SUBTOTAL(G4:G4) | 1 | =PRODUCT(C5*E5,F5) | =G5
B |  | Waste | =XGETVALUE("Waste 7.5%",3) | % | =SUBTOTAL(G4:G5) | 1 | =PRODUCT(C6*E6,F6) | =G6
B | Roofer | Roofer all types | 0.3 | hrs | =XGETRATE("LAB1",$A7,2) | 1 | =PRODUCT(C7*E7,F7) | =G7
B |  | Margin | =XGETVALUE("Builders margin",3) | % | =SUBTOTAL(G1:G7) | 1 | =PRODUCT(C8*E8,F8) | =G8
I | T26.10.041 | Maxilite | T26.10_Translucent | m2
B | Maxilite | Corrugate Maxilite 1.1mm | 1 | m2 | =XGETRATE("ROF",$A1,2) | 1 | =PRODUCT(C1*E1,F1) | =G1
B |  | Discount | =XGETVALUE("Discount 15%",3) | % | =SUBTOTAL(G1:G1) | 1 | =PRODUCT(C2*E2,F2) | =G2
B |  | Waste | =XGETVALUE("Waste 7.5%",3) | % | =SUBTOTAL(G1:G2) | 1 | =PRODUCT(C3*E3,F3) | =G3
B | PM_41FAS_013 | CLEARFIX ROOFING SCREW 12GX50MM 50 PACK | 5 | pa | =XGETRATE("SUP1",$A4,2) | 0.02 | =PRODUCT(C4*E4,F4) | =G4
B |  | Discount | =XGETVALUE("Discount 15%",3) | % | =SUBTOTAL(G4:G4) | 1 | =PRODUCT(C5*E5,F5) | =G5
B |  | Waste | =XGETVALUE("Waste 7.5%",3) | % | =SUBTOTAL(G4:G5) | 1 | =PRODUCT(C6*E6,F6) | =G6
B | Roofer | Roofer all types | 0.3 | hrs | =XGETRATE("LAB1",$A7,2) | 1 | =PRODUCT(C7*E7,F7) | =G7
B |  | Margin | =XGETVALUE("Builders margin",3) | % | =SUBTOTAL(G1:G7) | 1 | =PRODUCT(C8*E8,F8) | =G8
I | T26.10.045 | <b>Fibreglass Ribbed Profile Sheet</b> | T26.10_Translucent
I | T26.10.049 | Durolite | T26.10_Translucent | m2
B | STy12 | Style line_Durolite_ | 1 | m2 | =XGETRATE("ROF",$A1,2) | 1 | =PRODUCT(C1*E1,F1) | =G1
B |  | Discount | =XGETVALUE("Discount 15%",3) | % | =SUBTOTAL(G1:G1) | 1 | =PRODUCT(C2*E2,F2) | =G2
B |  | Waste | =XGETVALUE("Waste 7.5%",3) | % | =SUBTOTAL(G1:G2) | 1 | =PRODUCT(C3*E3,F3) | =G3
B | PM_41FAS_013 | CLEARFIX ROOFING SCREW 12GX50MM 50 PACK | 5 | pa | =XGETRATE("SUP1",$A4,2) | 0.02 | =PRODUCT(C4*E4,F4) | =G4
B |  | Discount | =XGETVALUE("Discount 15%",3) | % | =SUBTOTAL(G4:G4) | 1 | =PRODUCT(C5*E5,F5) | =G5
B |  | Waste | =XGETVALUE("Waste 7.5%",3) | % | =SUBTOTAL(G4:G5) | 1 | =PRODUCT(C6*E6,F6) | =G6
B | Roofer | Roofer all types | 0.3 | hrs | =XGETRATE("LAB1",$A7,2) | 1 | =PRODUCT(C7*E7,F7) | =G7
B |  | Margin | =XGETVALUE("Builders margin",3) | % | =SUBTOTAL(G1:G7) | 1 | =PRODUCT(C8*E8,F8) | =G8
I | T26.10.053 | Durolite HeatGuard 4 | T26.10_Translucent | m2
B | STy14 | Style line_Durolite_HG4 | 1 | m2 | =XGETRATE("ROF",$A1,2) | 1 | =PRODUCT(C1*E1,F1) | =G1
B |  | Discount | =XGETVALUE("Discount 15%",3) | % | =SUBTOTAL(G1:G1) | 1 | =PRODUCT(C2*E2,F2) | =G2
B |  | Waste | =XGETVALUE("Waste 7.5%",3) | % | =SUBTOTAL(G1:G2) | 1 | =PRODUCT(C3*E3,F3) | =G3
B | PM_41FAS_013 | CLEARFIX ROOFING SCREW 12GX50MM 50 PACK | 5 | pa | =XGETRATE("SUP1",$A4,2) | 0.02 | =PRODUCT(C4*E4,F4) | =G4
B |  | Discount | =XGETVALUE("Discount 15%",3) | % | =SUBTOTAL(G4:G4) | 1 | =PRODUCT(C5*E5,F5) | =G5
B |  | Waste | =XGETVALUE("Waste 7.5%",3) | % | =SUBTOTAL(G4:G5) | 1 | =PRODUCT(C6*E6,F6) | =G6
B | Roofer | Roofer all types | 0.3 | hrs | =XGETRATE("LAB1",$A7,2) | 1 | =PRODUCT(C7*E7,F7) | =G7
B |  | Margin | =XGETVALUE("Builders margin",3) | % | =SUBTOTAL(G1:G7) | 1 | =PRODUCT(C8*E8,F8) | =G8
I | T26.10.057 | Durolite HeatGuard 8 | T26.10_Translucent | m2
B | STy15 | Style line_Durolite_HG8 | 1 | m2 | =XGETRATE("ROF",$A1,2) | 1 | =PRODUCT(C1*E1,F1) | =G1
B |  | Discount | =XGETVALUE("Discount 15%",3) | % | =SUBTOTAL(G1:G1) | 1 | =PRODUCT(C2*E2,F2) | =G2
B |  | Waste | =XGETVALUE("Waste 7.5%",3) | % | =SUBTOTAL(G1:G2) | 1 | =PRODUCT(C3*E3,F3) | =G3
B | PM_41FAS_013 | CLEARFIX ROOFING SCREW 12GX50MM 50 PACK | 5 | pa | =XGETRATE("SUP1",$A4,2) | 0.02 | =PRODUCT(C4*E4,F4) | =G4
B |  | Discount | =XGETVALUE("Discount 15%",3) | % | =SUBTOTAL(G4:G4) | 1 | =PRODUCT(C5*E5,F5) | =G5
B |  | Waste | =XGETVALUE("Waste 7.5%",3) | % | =SUBTOTAL(G4:G5) | 1 | =PRODUCT(C6*E6,F6) | =G6
B | Roofer | Roofer all types | 0.3 | hrs | =XGETRATE("LAB1",$A7,2) | 1 | =PRODUCT(C7*E7,F7) | =G7
B |  | Margin | =XGETVALUE("Builders margin",3) | % | =SUBTOTAL(G1:G7) | 1 | =PRODUCT(C8*E8,F8) | =G8
I | T26.10.061 | Maxilite | T26.10_Translucent | m2
B | STy13 | Styleline_Maxilite | 1 | m2 | =XGETRATE("ROF",$A1,2) | 1 | =PRODUCT(C1*E1,F1) | =G1
B |  | Discount | =XGETVALUE("Discount 15%",3) | % | =SUBTOTAL(G1:G1) | 1 | =PRODUCT(C2*E2,F2) | =G2
B |  | Waste | =XGETVALUE("Waste 7.5%",3) | % | =SUBTOTAL(G1:G2) | 1 | =PRODUCT(C3*E3,F3) | =G3
B | PM_41FAS_013 | CLEARFIX ROOFING SCREW 12GX50MM 50 PACK | 5 | pa | =XGETRATE("SUP1",$A4,2) | 0.02 | =PRODUCT(C4*E4,F4) | =G4
B |  | Discount | =XGETVALUE("Discount 15%",3) | % | =SUBTOTAL(G4:G4) | 1 | =PRODUCT(C5*E5,F5) | =G5
B |  | Waste | =XGETVALUE("Waste 7.5%",3) | % | =SUBTOTAL(G4:G5) | 1 | =PRODUCT(C6*E6,F6) | =G6
B | Roofer | Roofer all types | 0.3 | hrs | =XGETRATE("LAB1",$A7,2) | 1 | =PRODUCT(C7*E7,F7) | =G7
B |  | Margin | =XGETVALUE("Builders margin",3) | % | =SUBTOTAL(G1:G7) | 1 | =PRODUCT(C8*E8,F8) | =G8
I | T26.10.065 | <b>Danpalon<s>®</s></b> modular polycarbonate panels with standing seam connection. | T26.10_Translucent
I | T26.10.069 | 4mm Compact, solid | T26.10_Translucent | m2 | 422.299
I | T26.10.073 | 8mm translucent multicell | T26.10_Translucent | m2 | 285.3372
I | T26.10.077 | 10mm translucent multicell | T26.10_Translucent | m2 | 330.9911
I | T26.10.081 | 16mm translucent multicell | T26.10_Translucent | m2 | 388.0585
I | T26.10.085 | <b>Add</b> for flashings to system | T26.10_Translucent
I | T26.11.001 | Mastic Asphalt Roofing | T26.11_MasticAsphalt
I | T26.11.005 | Rates based on minimum quantity of 100m2 | T26.11_MasticAsphalt
I | T26.11.009 | <b>Mastic Asphalt,</b> 19mm thick, in 2 coats, including felt underlay on prepared concrete | T26.11_MasticAsphalt | m2 | 74.1877
I | T26.11.013 | <b>Add</b> extra for | T26.11_MasticAsphalt
I | T26.11.017 | Dressing to roof outlet | T26.11_MasticAsphalt | No | 57.0674
I | T26.11.021 | Forming collar to pipe | T26.11_MasticAsphalt | No | 57.0674
I | T26.11.025 | 150mm high skirting including angle fillet at base, top edge turned into chase | T26.11_MasticAsphalt | m | 35.3818
I | T26.12.001 | Butyl Rubber Membrane Roofing | T26.12_ButylRubber
I | T26.12.005 | Rates based on minimum quantity of 50m2 | T26.12_ButylRubber
I | T26.12.009 | <b>Add</b> extra for small areas | T26.12_ButylRubber
I | T26.12.013 | <b>Butyl Rubber Roofing,</b> laid to falls on plywood or concrete, including lapped joints | T26.12_ButylRubber
I | T26.12.017 | 1mm thick, black | T26.12_ButylRubber | m2
B | EPDMR | Butyl Roll 1mmx1.2mx20lm (24m2) | 1 | rl | =XGETRATE("PLU",$A1,2) | 0.041667 | =PRODUCT(C1*E1,F1) | =G1
B |  | Discount | =XGETVALUE("Discount 5%",3) | % | =SUBTOTAL(G1:G1) | 1 | =PRODUCT(C2*E2,F2) | =G2
B |  | Waste | =XGETVALUE("Waste 5%",3) | % | =SUBTOTAL(G1:G2) | 1 | =PRODUCT(C3*E3,F3) | =G3
B | EPDMA20 | Butyl 20L Hi-Bond Adhesiv 3m2/litre*20litre pail | 1 | ea | =XGETRATE("PLU",$A4,2) | 0.016667 | =PRODUCT(C4*E4,F4) | =G4
B |  | Discount | =XGETVALUE("Discount 5%",3) | % | =SUBTOTAL(G4:G4) | 1 | =PRODUCT(C5*E5,F5) | =G5
B |  | Waste | =XGETVALUE("Waste 5%",3) | % | =SUBTOTAL(G4:G5) | 1 | =PRODUCT(C6*E6,F6) | =G6
B | PM_38PNT_133 | DUNLOP PRIMER & ADDITIVE 4LTR 10348 8m2/litre*5*4litre pail | 5 | ea | =XGETRATE("SUP1",$A7,2) | 0.00625 | =PRODUCT(C7*E7,F7) | =G7
B |  | Discount | =XGETVALUE("Discount 5%",3) | % | =SUBTOTAL(G7:G7) | 1 | =PRODUCT(C8*E8,F8) | =G8
B |  | Waste | =XGETVALUE("Waste 5%",3) | % | =SUBTOTAL(G7:G8) | 1 | =PRODUCT(C9*E9,F9) | =G9
B | EPDMS4 | Dunlop Butynol Solvent 4L | 1 | ea | =XGETRATE("PLU",$A10,2) | 0.005 | =PRODUCT(C10*E10,F10) | =G10
B |  | Discount | =XGETVALUE("Discount 5%",3) | % | =SUBTOTAL(G10:G10) | 1 | =PRODUCT(C11*E11,F11) | =G11
B |  | Waste | =XGETVALUE("Waste 5%",3) | % | =SUBTOTAL(G10:G11) | 1 | =PRODUCT(C12*E12,F12) | =G12
B | EPDMLT50R | Butyl Seam Tape 50mmx30.4 | 0.83333 | rl | =XGETRATE("PLU",$A13,2) | 0.032895 | =PRODUCT(C13*E13,F13) | =G13
B |  | Discount | =XGETVALUE("Discount 5%",3) | % | =SUBTOTAL(G13:G13) | 1 | =PRODUCT(C14*E14,F14) | =G14
B |  | Waste | =XGETVALUE("Waste 5%",3) | % | =SUBTOTAL(G13:G14) | 1 | =PRODUCT(C15*E15,F15) | =G15
B | Plumber | Plumber | 0.3 | hour | =XGETRATE("LAB1",$A16,2) | 1 | =PRODUCT(C16*E16,F16) | =G16
B |  | Margin | =XGETVALUE("Builders margin",3) | % | =SUBTOTAL(G1:G16) | 1 | =PRODUCT(C17*E17,F17) | =G17
I | T26.12.021 | 1mm thick, grey | T26.12_ButylRubber | m2
B | EPDMRGY | Butyl Grey 1mmx1.2mx20lm (24m2) | 1 | rl | =XGETRATE("PLU",$A1,2) | 0.05 | =PRODUCT(C1*E1,F1) | =G1
B |  | Discount | =XGETVALUE("Discount 5%",3) | % | =SUBTOTAL(G1:G1) | 1 | =PRODUCT(C2*E2,F2) | =G2
B |  | Waste | =XGETVALUE("Waste 5%",3) | % | =SUBTOTAL(G1:G2) | 1 | =PRODUCT(C3*E3,F3) | =G3
B | EPDMA20 | Butyl 20L Hi-Bond Adhesiv 3m2/litre*20litre pail | 1 | ea | =XGETRATE("PLU",$A4,2) | 0.016667 | =PRODUCT(C4*E4,F4) | =G4
B |  | Discount | =XGETVALUE("Discount 5%",3) | % | =SUBTOTAL(G4:G4) | 1 | =PRODUCT(C5*E5,F5) | =G5
B |  | Waste | =XGETVALUE("Waste 5%",3) | % | =SUBTOTAL(G4:G5) | 1 | =PRODUCT(C6*E6,F6) | =G6
B | PM_38PNT_133 | DUNLOP PRIMER & ADDITIVE 4LTR 10348 8m2/litre*5*4litre pail | 5 | ea | =XGETRATE("SUP1",$A7,2) | 0.00625 | =PRODUCT(C7*E7,F7) | =G7
B |  | Discount | =XGETVALUE("Discount 5%",3) | % | =SUBTOTAL(G7:G7) | 1 | =PRODUCT(C8*E8,F8) | =G8
B |  | Waste | =XGETVALUE("Waste 5%",3) | % | =SUBTOTAL(G7:G8) | 1 | =PRODUCT(C9*E9,F9) | =G9
B | EPDMS4 | Dunlop Butynol Solvent 4L | 1 | ea | =XGETRATE("PLU",$A10,2) | 0.005 | =PRODUCT(C10*E10,F10) | =G10
B |  | Discount | =XGETVALUE("Discount 5%",3) | % | =SUBTOTAL(G10:G10) | 1 | =PRODUCT(C11*E11,F11) | =G11
B |  | Waste | =XGETVALUE("Waste 5%",3) | % | =SUBTOTAL(G10:G11) | 1 | =PRODUCT(C12*E12,F12) | =G12
B | EPDMLT50R | Butyl Seam Tape 50mmx30.4 | 0.83333 | rl | =XGETRATE("PLU",$A13,2) | 0.032895 | =PRODUCT(C13*E13,F13) | =G13
B |  | Discount | =XGETVALUE("Discount 5%",3) | % | =SUBTOTAL(G13:G13) | 1 | =PRODUCT(C14*E14,F14) | =G14
B |  | Waste | =XGETVALUE("Waste 5%",3) | % | =SUBTOTAL(G13:G14) | 1 | =PRODUCT(C15*E15,F15) | =G15
B | Plumber | Plumber | 0.3 | hour | =XGETRATE("LAB1",$A16,2) | 1 | =PRODUCT(C16*E16,F16) | =G16
B |  | Margin | =XGETVALUE("Builders margin",3) | % | =SUBTOTAL(G1:G16) | 1 | =PRODUCT(C17*E17,F17) | =G17
I | T26.12.025 | 1.5mm thick, black | T26.12_ButylRubber | m2
B | EPDMR1_5 | ButylRoll 1.5mmx1.2mx20lm (24m2) | 1 | rl | =XGETRATE("PLU",$A1,2) | 0.041667 | =PRODUCT(C1*E1,F1) | =G1
B |  | Discount | =XGETVALUE("Discount 5%",3) | % | =SUBTOTAL(G1:G1) | 1 | =PRODUCT(C2*E2,F2) | =G2
B |  | Waste | =XGETVALUE("Waste 5%",3) | % | =SUBTOTAL(G1:G2) | 1 | =PRODUCT(C3*E3,F3) | =G3
B | EPDMA20 | Butyl 20L Hi-Bond Adhesiv 3m2/litre*20litre pail | 1 | ea | =XGETRATE("PLU",$A4,2) | 0.016667 | =PRODUCT(C4*E4,F4) | =G4
B |  | Discount | =XGETVALUE("Discount 5%",3) | % | =SUBTOTAL(G4:G4) | 1 | =PRODUCT(C5*E5,F5) | =G5
B |  | Waste | =XGETVALUE("Waste 5%",3) | % | =SUBTOTAL(G4:G5) | 1 | =PRODUCT(C6*E6,F6) | =G6
B | PM_38PNT_133 | DUNLOP PRIMER & ADDITIVE 4LTR 10348 8m2/litre*5*4litre pail | 5 | ea | =XGETRATE("SUP1",$A7,2) | 0.00625 | =PRODUCT(C7*E7,F7) | =G7
B |  | Discount | =XGETVALUE("Discount 5%",3) | % | =SUBTOTAL(G7:G7) | 1 | =PRODUCT(C8*E8,F8) | =G8
B |  | Waste | =XGETVALUE("Waste 5%",3) | % | =SUBTOTAL(G7:G8) | 1 | =PRODUCT(C9*E9,F9) | =G9
B | EPDMS4 | Dunlop Butynol Solvent 4L | 1 | ea | =XGETRATE("PLU",$A10,2) | 0.005 | =PRODUCT(C10*E10,F10) | =G10
B |  | Discount | =XGETVALUE("Discount 5%",3) | % | =SUBTOTAL(G10:G10) | 1 | =PRODUCT(C11*E11,F11) | =G11
B |  | Waste | =XGETVALUE("Waste 5%",3) | % | =SUBTOTAL(G10:G11) | 1 | =PRODUCT(C12*E12,F12) | =G12
B | EPDMLT50R | Butyl Seam Tape 50mmx30.4 | 0.83333 | rl | =XGETRATE("PLU",$A13,2) | 0.032895 | =PRODUCT(C13*E13,F13) | =G13
B |  | Discount | =XGETVALUE("Discount 5%",3) | % | =SUBTOTAL(G13:G13) | 1 | =PRODUCT(C14*E14,F14) | =G14
B |  | Waste | =XGETVALUE("Waste 5%",3) | % | =SUBTOTAL(G13:G14) | 1 | =PRODUCT(C15*E15,F15) | =G15
B | Plumber | Plumber | 0.35 | hour | =XGETRATE("LAB1",$A16,2) | 1 | =PRODUCT(C16*E16,F16) | =G16
B |  | Margin | =XGETVALUE("Builders margin",3) | % | =SUBTOTAL(G1:G16) | 1 | =PRODUCT(C17*E17,F17) | =G17
I | T26.12.029 | 1.5mm thick, grey | T26.12_ButylRubber | m2
B | EPDMRGY1_5 | Butyl Grey 1.5mmx1.2m x20lm (24m2) | 1 | rl | =XGETRATE("PLU",$A1,2) | 0.041667 | =PRODUCT(C1*E1,F1) | =G1
B |  | Discount | =XGETVALUE("Discount 5%",3) | % | =SUBTOTAL(G1:G1) | 1 | =PRODUCT(C2*E2,F2) | =G2
B |  | Waste | =XGETVALUE("Waste 5%",3) | % | =SUBTOTAL(G1:G2) | 1 | =PRODUCT(C3*E3,F3) | =G3
B | EPDMA20 | Butyl 20L Hi-Bond Adhesiv 3m2/litre*20litre pail | 1 | ea | =XGETRATE("PLU",$A4,2) | 0.016667 | =PRODUCT(C4*E4,F4) | =G4
B |  | Discount | =XGETVALUE("Discount 5%",3) | % | =SUBTOTAL(G4:G4) | 1 | =PRODUCT(C5*E5,F5) | =G5
B |  | Waste | =XGETVALUE("Waste 5%",3) | % | =SUBTOTAL(G4:G5) | 1 | =PRODUCT(C6*E6,F6) | =G6
B | PM_38PNT_133 | DUNLOP PRIMER & ADDITIVE 4LTR 10348 8m2/litre*5*4litre pail | 5 | ea | =XGETRATE("SUP1",$A7,2) | 0.00625 | =PRODUCT(C7*E7,F7) | =G7
B |  | Discount | =XGETVALUE("Discount 5%",3) | % | =SUBTOTAL(G7:G7) | 1 | =PRODUCT(C8*E8,F8) | =G8
B |  | Waste | =XGETVALUE("Waste 5%",3) | % | =SUBTOTAL(G7:G8) | 1 | =PRODUCT(C9*E9,F9) | =G9
B | EPDMS4 | Dunlop Butynol Solvent 4L | 1 | ea | =XGETRATE("PLU",$A10,2) | 0.005 | =PRODUCT(C10*E10,F10) | =G10
B |  | Discount | =XGETVALUE("Discount 5%",3) | % | =SUBTOTAL(G10:G10) | 1 | =PRODUCT(C11*E11,F11) | =G11
B |  | Waste | =XGETVALUE("Waste 5%",3) | % | =SUBTOTAL(G10:G11) | 1 | =PRODUCT(C12*E12,F12) | =G12
B | EPDMLT50R | Butyl Seam Tape 50mmx30.4 | 0.83333 | rl | =XGETRATE("PLU",$A13,2) | 0.032895 | =PRODUCT(C13*E13,F13) | =G13
B |  | Discount | =XGETVALUE("Discount 5%",3) | % | =SUBTOTAL(G13:G13) | 1 | =PRODUCT(C14*E14,F14) | =G14
B |  | Waste | =XGETVALUE("Waste 5%",3) | % | =SUBTOTAL(G13:G14) | 1 | =PRODUCT(C15*E15,F15) | =G15
B | Plumber | Plumber | 0.35 | hour | =XGETRATE("LAB1",$A16,2) | 1 | =PRODUCT(C16*E16,F16) | =G16
B |  | Margin | =XGETVALUE("Builders margin",3) | % | =SUBTOTAL(G1:G16) | 1 | =PRODUCT(C17*E17,F17) | =G17
I | T26.12.033 | <b>Flashing,</b> 1mm thick, to ridge or hip, 300mm girth | T26.12_ButylRubber | m
B | EPDM500X17.5R | Dunlop Butynol 17.5M Waterproofing 500mm 3/5 of roll width | 0.6 | rl | =XGETRATE("PLU",$A1,2) | 0.05 | =PRODUCT(C1*E1,F1) | =G1
B |  | Discount | =XGETVALUE("Discount 5%",3) | % | =SUBTOTAL(G1:G1) | 1 | =PRODUCT(C2*E2,F2) | =G2
B |  | Waste | =XGETVALUE("Waste 5%",3) | % | =SUBTOTAL(G1:G2) | 1 | =PRODUCT(C3*E3,F3) | =G3
B | EPDMA20 | Butyl 20L Hi-Bond Adhesiv 3m2/litre*20litre pail | 0.6 | ea | =XGETRATE("PLU",$A4,2) | 0.016667 | =PRODUCT(C4*E4,F4) | =G4
B |  | Discount | =XGETVALUE("Discount 5%",3) | % | =SUBTOTAL(G4:G4) | 1 | =PRODUCT(C5*E5,F5) | =G5
B |  | Waste | =XGETVALUE("Waste 5%",3) | % | =SUBTOTAL(G4:G5) | 1 | =PRODUCT(C6*E6,F6) | =G6
B | PM_38PNT_133 | DUNLOP PRIMER & ADDITIVE 4LTR 10348 8m2/litre*5*4litre pail | 3 | ea | =XGETRATE("SUP1",$A7,2) | 0.00625 | =PRODUCT(C7*E7,F7) | =G7
B |  | Discount | =XGETVALUE("Discount 5%",3) | % | =SUBTOTAL(G7:G7) | 1 | =PRODUCT(C8*E8,F8) | =G8
B |  | Waste | =XGETVALUE("Waste 5%",3) | % | =SUBTOTAL(G7:G8) | 1 | =PRODUCT(C9*E9,F9) | =G9
B | EPDMS4 | Dunlop Butynol Solvent 4L | 0.6 | ea | =XGETRATE("PLU",$A10,2) | 0.005 | =PRODUCT(C10*E10,F10) | =G10
B |  | Discount | =XGETVALUE("Discount 5%",3) | % | =SUBTOTAL(G10:G10) | 1 | =PRODUCT(C11*E11,F11) | =G11
B |  | Waste | =XGETVALUE("Waste 5%",3) | % | =SUBTOTAL(G10:G11) | 1 | =PRODUCT(C12*E12,F12) | =G12
B | Plumber | Plumber | 0.275 | hour | =XGETRATE("LAB1",$A13,2) | 1 | =PRODUCT(C13*E13,F13) | =G13
B |  | Margin | =XGETVALUE("Builders margin",3) | % | =SUBTOTAL(G1:G13) | 1 | =PRODUCT(C14*E14,F14) | =G14
I | T26.12.037 | <b>Skirting,</b> 1mm thick, dressed over fillet and turned into groove or under flashing | T26.12_ButylRubber
I | T26.12.041 | 150mm girth | T26.12_ButylRubber | m
B | EPDM500X17.5R | Dunlop Butynol 17.5M Waterproofing 500mm 3/10 of roll width | 0.3 | rl | =XGETRATE("PLU",$A1,2) | 0.05 | =PRODUCT(C1*E1,F1) | =G1
B |  | Discount | =XGETVALUE("Discount 5%",3) | % | =SUBTOTAL(G1:G1) | 1 | =PRODUCT(C2*E2,F2) | =G2
B |  | Waste | =XGETVALUE("Waste 5%",3) | % | =SUBTOTAL(G1:G2) | 1 | =PRODUCT(C3*E3,F3) | =G3
B | EPDMA20 | Butyl 20L Hi-Bond Adhesiv 3m2/litre*20litre pail | 0.6 | ea | =XGETRATE("PLU",$A4,2) | 0.016667 | =PRODUCT(C4*E4,F4) | =G4
B |  | Discount | =XGETVALUE("Discount 5%",3) | % | =SUBTOTAL(G4:G4) | 1 | =PRODUCT(C5*E5,F5) | =G5
B |  | Waste | =XGETVALUE("Waste 5%",3) | % | =SUBTOTAL(G4:G5) | 1 | =PRODUCT(C6*E6,F6) | =G6
B | PM_38PNT_133 | DUNLOP PRIMER & ADDITIVE 4LTR 10348 8m2/litre*5*4litre pail | 3 | ea | =XGETRATE("SUP1",$A7,2) | 0.00625 | =PRODUCT(C7*E7,F7) | =G7
B |  | Discount | =XGETVALUE("Discount 5%",3) | % | =SUBTOTAL(G7:G7) | 1 | =PRODUCT(C8*E8,F8) | =G8
B |  | Waste | =XGETVALUE("Waste 5%",3) | % | =SUBTOTAL(G7:G8) | 1 | =PRODUCT(C9*E9,F9) | =G9
B | EPDMS4 | Dunlop Butynol Solvent 4L | 0.6 | ea | =XGETRATE("PLU",$A10,2) | 0.005 | =PRODUCT(C10*E10,F10) | =G10
B |  | Discount | =XGETVALUE("Discount 5%",3) | % | =SUBTOTAL(G10:G10) | 1 | =PRODUCT(C11*E11,F11) | =G11
B |  | Waste | =XGETVALUE("Waste 5%",3) | % | =SUBTOTAL(G10:G11) | 1 | =PRODUCT(C12*E12,F12) | =G12
B | Plumber | Plumber | 0.25 | hour | =XGETRATE("LAB1",$A13,2) | 1 | =PRODUCT(C13*E13,F13) | =G13
B |  | Margin | =XGETVALUE("Builders margin",3) | % | =SUBTOTAL(G1:G13) | 1 | =PRODUCT(C14*E14,F14) | =G14
I | T26.12.045 | 300mm girth | T26.12_ButylRubber | m
B | EPDM500X17.5R | Dunlop Butynol 17.5M Waterproofing 500mm 3/5 of roll width | 0.6 | rl | =XGETRATE("PLU",$A1,2) | 0.05 | =PRODUCT(C1*E1,F1) | =G1
B |  | Discount | =XGETVALUE("Discount 5%",3) | % | =SUBTOTAL(G1:G1) | 1 | =PRODUCT(C2*E2,F2) | =G2
B |  | Waste | =XGETVALUE("Waste 5%",3) | % | =SUBTOTAL(G1:G2) | 1 | =PRODUCT(C3*E3,F3) | =G3
B | EPDMA20 | Butyl 20L Hi-Bond Adhesiv 3m2/litre*20litre pail | 0.6 | ea | =XGETRATE("PLU",$A4,2) | 0.016667 | =PRODUCT(C4*E4,F4) | =G4
B |  | Discount | =XGETVALUE("Discount 5%",3) | % | =SUBTOTAL(G4:G4) | 1 | =PRODUCT(C5*E5,F5) | =G5
B |  | Waste | =XGETVALUE("Waste 5%",3) | % | =SUBTOTAL(G4:G5) | 1 | =PRODUCT(C6*E6,F6) | =G6
B | PM_38PNT_133 | DUNLOP PRIMER & ADDITIVE 4LTR 10348 8m2/litre*5*4litre pail | 3 | ea | =XGETRATE("SUP1",$A7,2) | 0.00625 | =PRODUCT(C7*E7,F7) | =G7
B |  | Discount | =XGETVALUE("Discount 5%",3) | % | =SUBTOTAL(G7:G7) | 1 | =PRODUCT(C8*E8,F8) | =G8
B |  | Waste | =XGETVALUE("Waste 5%",3) | % | =SUBTOTAL(G7:G8) | 1 | =PRODUCT(C9*E9,F9) | =G9
B | EPDMS4 | Dunlop Butynol Solvent 4L | 0.6 | ea | =XGETRATE("PLU",$A10,2) | 0.005 | =PRODUCT(C10*E10,F10) | =G10
B |  | Discount | =XGETVALUE("Discount 5%",3) | % | =SUBTOTAL(G10:G10) | 1 | =PRODUCT(C11*E11,F11) | =G11
B |  | Waste | =XGETVALUE("Waste 5%",3) | % | =SUBTOTAL(G10:G11) | 1 | =PRODUCT(C12*E12,F12) | =G12
B | Plumber | Plumber | 0.275 | hour | =XGETRATE("LAB1",$A13,2) | 1 | =PRODUCT(C13*E13,F13) | =G13
B |  | Margin | =XGETVALUE("Builders margin",3) | % | =SUBTOTAL(G1:G13) | 1 | =PRODUCT(C14*E14,F14) | =G14
I | T26.12.049 | 600mm girth | T26.12_ButylRubber | m
B | EPDM900X20R | 900mm Butyl Shhet, 600 w | 0.6 | rl | =XGETRATE("PLU",$A1,2) | 0.05 | =PRODUCT(C1*E1,F1) | =G1
B |  | Discount | =XGETVALUE("Discount 5%",3) | % | =SUBTOTAL(G1:G1) | 1 | =PRODUCT(C2*E2,F2) | =G2
B |  | Waste | =XGETVALUE("Waste 5%",3) | % | =SUBTOTAL(G1:G2) | 1 | =PRODUCT(C3*E3,F3) | =G3
B | EPDMA20 | Butyl 20L Hi-Bond Adhesiv 3m2/litre*20litre pail | 0.6 | ea | =XGETRATE("PLU",$A4,2) | 0.016667 | =PRODUCT(C4*E4,F4) | =G4
B |  | Discount | =XGETVALUE("Discount 5%",3) | % | =SUBTOTAL(G4:G4) | 1 | =PRODUCT(C5*E5,F5) | =G5
B |  | Waste | =XGETVALUE("Waste 5%",3) | % | =SUBTOTAL(G4:G5) | 1 | =PRODUCT(C6*E6,F6) | =G6
B | PM_38PNT_133 | DUNLOP PRIMER & ADDITIVE 4LTR 10348 8m2/litre*5*4litre pail | 3 | ea | =XGETRATE("SUP1",$A7,2) | 0.00625 | =PRODUCT(C7*E7,F7) | =G7
B |  | Discount | =XGETVALUE("Discount 5%",3) | % | =SUBTOTAL(G7:G7) | 1 | =PRODUCT(C8*E8,F8) | =G8
B |  | Waste | =XGETVALUE("Waste 5%",3) | % | =SUBTOTAL(G7:G8) | 1 | =PRODUCT(C9*E9,F9) | =G9
B | EPDMS4 | Dunlop Butynol Solvent 4L | 0.6 | ea | =XGETRATE("PLU",$A10,2) | 0.005 | =PRODUCT(C10*E10,F10) | =G10
B |  | Discount | =XGETVALUE("Discount 5%",3) | % | =SUBTOTAL(G10:G10) | 1 | =PRODUCT(C11*E11,F11) | =G11
B |  | Waste | =XGETVALUE("Waste 5%",3) | % | =SUBTOTAL(G10:G11) | 1 | =PRODUCT(C12*E12,F12) | =G12
B | Plumber | Plumber | 0.3 | hour | =XGETRATE("LAB1",$A13,2) | 1 | =PRODUCT(C13*E13,F13) | =G13
B |  | Margin | =XGETVALUE("Builders margin",3) | % | =SUBTOTAL(G1:G13) | 1 | =PRODUCT(C14*E14,F14) | =G14
I | T26.12.053 | <b>Dressing Down,</b> 1mm thick, to | T26.12_ButylRubber
I | T26.12.057 | Eaves gutter, including 50mm turn down and anchor strip | T26.12_ButylRubber | m
B | EPDM300X17.5R | Dunlop Butynol 17.5M Waterproofing 300mm 1 sixth of roll width | 0.16667 | rl | =XGETRATE("PLU",$A1,2) | 0.05 | =PRODUCT(C1*E1,F1) | =G1
B |  | Discount | =XGETVALUE("Discount 5%",3) | % | =SUBTOTAL(G1:G1) | 1 | =PRODUCT(C2*E2,F2) | =G2
B |  | Waste | =XGETVALUE("Waste 5%",3) | % | =SUBTOTAL(G1:G2) | 1 | =PRODUCT(C3*E3,F3) | =G3
B | EPDMA20 | Butyl 20L Hi-Bond Adhesiv 3m2/litre*20litre pail | 0.6 | ea | =XGETRATE("PLU",$A4,2) | 0.016667 | =PRODUCT(C4*E4,F4) | =G4
B |  | Discount | =XGETVALUE("Discount 5%",3) | % | =SUBTOTAL(G4:G4) | 1 | =PRODUCT(C5*E5,F5) | =G5
B |  | Waste | =XGETVALUE("Waste 5%",3) | % | =SUBTOTAL(G4:G5) | 1 | =PRODUCT(C6*E6,F6) | =G6
B | PM_38PNT_133 | DUNLOP PRIMER & ADDITIVE 4LTR 10348 8m2/litre*5*4litre pail | 3 | ea | =XGETRATE("SUP1",$A7,2) | 0.00625 | =PRODUCT(C7*E7,F7) | =G7
B |  | Discount | =XGETVALUE("Discount 5%",3) | % | =SUBTOTAL(G7:G7) | 1 | =PRODUCT(C8*E8,F8) | =G8
B |  | Waste | =XGETVALUE("Waste 5%",3) | % | =SUBTOTAL(G7:G8) | 1 | =PRODUCT(C9*E9,F9) | =G9
B | EPDMS4 | Dunlop Butynol Solvent 4L | 0.6 | ea | =XGETRATE("PLU",$A10,2) | 0.005 | =PRODUCT(C10*E10,F10) | =G10
B |  | Discount | =XGETVALUE("Discount 5%",3) | % | =SUBTOTAL(G10:G10) | 1 | =PRODUCT(C11*E11,F11) | =G11
B |  | Waste | =XGETVALUE("Waste 5%",3) | % | =SUBTOTAL(G10:G11) | 1 | =PRODUCT(C12*E12,F12) | =G12
B | EPDMLT50R | Butyl Seam Tape 50mmx30.4 | 1 | rl | =XGETRATE("PLU",$A13,2) | 0.032895 | =PRODUCT(C13*E13,F13) | =G13
B |  | Discount | =XGETVALUE("Discount 5%",3) | % | =SUBTOTAL(G13:G13) | 1 | =PRODUCT(C14*E14,F14) | =G14
B |  | Waste | =XGETVALUE("Waste 5%",3) | % | =SUBTOTAL(G13:G14) | 1 | =PRODUCT(C15*E15,F15) | =G15
B | Plumber | Plumber | 0.15 | hour | =XGETRATE("LAB1",$A16,2) | 1 | =PRODUCT(C16*E16,F16) | =G16
B |  | Margin | =XGETVALUE("Builders margin",3) | % | =SUBTOTAL(G1:G16) | 1 | =PRODUCT(C17*E17,F17) | =G17
I | T26.12.061 | Roof outlet, 75 to 150mm dia | T26.12_ButylRubber | No
B | EPDM300X17.5R | Dunlop Butynol 17.5M Waterproofing 300mm 1 sixth of roll width | 0.16667 | rl | =XGETRATE("PLU",$A1,2) | 0.05 | =PRODUCT(C1*E1,F1) | =G1
B |  | Discount | =XGETVALUE("Discount 5%",3) | % | =SUBTOTAL(G1:G1) | 1 | =PRODUCT(C2*E2,F2) | =G2
B |  | Waste | =XGETVALUE("Waste 5%",3) | % | =SUBTOTAL(G1:G2) | 1 | =PRODUCT(C3*E3,F3) | =G3
B | EPDMA20 | Butyl 20L Hi-Bond Adhesiv 3m2/litre*20litre pail | 0.05 | ea | =XGETRATE("PLU",$A4,2) | 0.016667 | =PRODUCT(C4*E4,F4) | =G4
B |  | Discount | =XGETVALUE("Discount 5%",3) | % | =SUBTOTAL(G4:G4) | 1 | =PRODUCT(C5*E5,F5) | =G5
B |  | Waste | =XGETVALUE("Waste 5%",3) | % | =SUBTOTAL(G4:G5) | 1 | =PRODUCT(C6*E6,F6) | =G6
B | PM_38PNT_133 | DUNLOP PRIMER & ADDITIVE 4LTR 10348 8m2/litre*5*4litre pail | 0.25 | ea | =XGETRATE("SUP1",$A7,2) | 0.00625 | =PRODUCT(C7*E7,F7) | =G7
B |  | Discount | =XGETVALUE("Discount 5%",3) | % | =SUBTOTAL(G7:G7) | 1 | =PRODUCT(C8*E8,F8) | =G8
B |  | Waste | =XGETVALUE("Waste 5%",3) | % | =SUBTOTAL(G7:G8) | 1 | =PRODUCT(C9*E9,F9) | =G9
B | EPDMS4 | Dunlop Butynol Solvent 4L | 0.05 | ea | =XGETRATE("PLU",$A10,2) | 0.005 | =PRODUCT(C10*E10,F10) | =G10
B |  | Discount | =XGETVALUE("Discount 5%",3) | % | =SUBTOTAL(G10:G10) | 1 | =PRODUCT(C11*E11,F11) | =G11
B |  | Waste | =XGETVALUE("Waste 5%",3) | % | =SUBTOTAL(G10:G11) | 1 | =PRODUCT(C12*E12,F12) | =G12
B | EPDMLT50R | Butyl Seam Tape 50mmx30.4 | 0.5 | rl | =XGETRATE("PLU",$A13,2) | 0.032895 | =PRODUCT(C13*E13,F13) | =G13
B |  | Discount | =XGETVALUE("Discount 5%",3) | % | =SUBTOTAL(G13:G13) | 1 | =PRODUCT(C14*E14,F14) | =G14
B |  | Waste | =XGETVALUE("Waste 5%",3) | % | =SUBTOTAL(G13:G14) | 1 | =PRODUCT(C15*E15,F15) | =G15
B | Plumber | Plumber | 0.5 | hour | =XGETRATE("LAB1",$A16,2) | 1 | =PRODUCT(C16*E16,F16) | =G16
B |  | Margin | =XGETVALUE("Builders margin",3) | % | =SUBTOTAL(G1:G16) | 1 | =PRODUCT(C17*E17,F17) | =G17
I | T26.13.001 | Bituminous and Acrylic Membranes | T26.13_BitumenAcrylic
I | T26.13.005 | <b>Polibit</b> single layer system, for concrete substrate | T26.13_BitumenAcrylic
I | T26.13.009 | 4mm mineral finish, slate chip | T26.13_BitumenAcrylic | m2
B | Jaydex025 | Polibit Coloured 4mm, sheet roofing, single layer system, for concrete | 1 | m2 | =XGETRATE("MAT",$A1,2) | 1 | =PRODUCT(C1*E1,F1) | =G1
B |  | Margin | =XGETVALUE("Builders margin",3) | % | =SUBTOTAL(G1:G1) | 1 | =PRODUCT(C2*E2,F2) | =G2
I | T26.13.013 | 4mm plain finish, colour coated | T26.13_BitumenAcrylic | m2
B | Jaydex025 | Polibit Coloured 4mm, sheet roofing, single layer system, for concrete | 1 | m2 | =XGETRATE("MAT",$A1,2) | 1 | =PRODUCT(C1*E1,F1) | =G1
B |  | Margin | =XGETVALUE("Builders margin",3) | % | =SUBTOTAL(G1:G1) | 1 | =PRODUCT(C2*E2,F2) | =G2
I | T26.13.017 | Internal gutter linings, 1 metre girth | T26.13_BitumenAcrylic | m2
B | Jaydex040 | 4mm box gutter lining, 1 metre girth | 1 | m2 | =XGETRATE("MAT",$A1,2) | 1 | =PRODUCT(C1*E1,F1) | =G1
B |  | Margin | =XGETVALUE("Builders margin",3) | % | =SUBTOTAL(G1:G1) | 1 | =PRODUCT(C2*E2,F2) | =G2
I | T26.13.021 | <b>Polibit</b> double layer system, for concrete or plywood substrate | T26.13_BitumenAcrylic
I | T26.13.025 | 6mm Novaflex, mineral finish, slate chip | T26.13_BitumenAcrylic | m2
B | Jaydex016 | Novaflex Polibit Mineral 6mm, sheet roofing, double layer system, for plywood or concrete | 1 | m2 | =XGETRATE("MAT",$A1,2) | 1 | =PRODUCT(C1*E1,F1) | =G1
B |  | Margin | =XGETVALUE("Builders margin",3) | % | =SUBTOTAL(G1:G1) | 1 | =PRODUCT(C2*E2,F2) | =G2
I | T26.13.029 | 6mm Novaflex, plain finish, colour coated | T26.13_BitumenAcrylic | m2
B | Jaydex019 | Novaflex Polibit Coloured 6mm, sheet roofing, double layer system, for plywood or concrete | 1 | m2 | =XGETRATE("MAT",$A1,2) | 1 | =PRODUCT(C1*E1,F1) | =G1
B |  | Margin | =XGETVALUE("Builders margin",3) | % | =SUBTOTAL(G1:G1) | 1 | =PRODUCT(C2*E2,F2) | =G2
I | T26.13.033 | <b>Nova</b> metal coated membrane, 6mm thick, copper or aluminium finish, double layer with Novaflex | T26.13_BitumenAcrylic | m2
B | Jaydex028 | Novaflex Novacopper 6mm, metal coated roofing, for plywood or concrete | 0.5 | m2 | =XGETRATE("MAT",$A1,2) | 1 | =PRODUCT(C1*E1,F1) | =G1
B | Jaydex031 | Novaflex Nova Aluminium 6mm, metal coated roofing, for plywood or concrete | 0.5 | m2 | =XGETRATE("MAT",$A2,2) | 1 | =PRODUCT(C2*E2,F2) | =G2
B |  | Margin | =XGETVALUE("Builders margin",3) | % | =SUBTOTAL(G1:G2) | 1 | =PRODUCT(C3*E3,F3) | =G3
I | T26.13.037 | <b>Aquadex Acrylic Membrane,</b> 1.5mm thick, glass reinforced, | T26.13_BitumenAcrylic | m2 | 87
B | Jaydex043 | Aquadex reinforced coloured liquid membrane, 1.5mm, for plywood or concrete | 1 | m2 | =XGETRATE("MAT",$A1,2) | 1 | =PRODUCT(C1*E1,F1) | =G1
B |  | Margin | =XGETVALUE("Builders margin",3) | % | =SUBTOTAL(G1:G1) | 1 | =PRODUCT(C2*E2,F2) | =G2
I | T26.13.038 | <b>Aquadex Acrylic Membrane,</b> 2mm thick, glass reinforced, to deck surfaces | T26.13_BitumenAcrylic | m2 | 87
B | Jaydex061 | Aquadex (Grey) Reinforced | 1 | m2 | =XGETRATE("MAT",$A1,2) | 1 | =PRODUCT(C1*E1,F1) | =G1
B |  | Margin | =XGETVALUE("Builders margin",3) | % | =SUBTOTAL(G1:G1) | 1 | =PRODUCT(C2*E2,F2) | =G2
I | T26.13.041 | <b>Soprasun 4AR,</b> bituminous membrane, polyester-reinforced slate, chip coated, torch applied | T26.13_BitumenAcrylic
I | T26.13.045 | Single layer | T26.13_BitumenAcrylic | m2
B | Nuplex214 | Soprasun 4AR Single layer | 1 | m2 | =XGETRATE("MAT",$A1,2) | 1 | =PRODUCT(C1*E1,F1) | =G1
B |  | Margin | =XGETVALUE("Builders margin",3) | % | =SUBTOTAL(G1:G1) | 1 | =PRODUCT(C2*E2,F2) | =G2
I | T26.13.049 | Double layer | T26.13_BitumenAcrylic | m2
B | Nuplex217 | Soprasun 4AR Double layer low | 1 | m2 | =XGETRATE("MAT",$A1,2) | 1 | =PRODUCT(C1*E1,F1) | =G1
B |  | Margin | =XGETVALUE("Builders margin",3) | % | =SUBTOTAL(G1:G1) | 1 | =PRODUCT(C2*E2,F2) | =G2
I | T26.13.050 |  | T26.13_BitumenAcrylic
B | Nuplex220 | Soprasun 4AR Double layer high | 1 | m2 | =XGETRATE("MAT",$A1,2) | 1 | =PRODUCT(C1*E1,F1) | =G1
B |  | Margin | =XGETVALUE("Builders margin",3) | % | =SUBTOTAL(G1:G1) | 1 | =PRODUCT(C2*E2,F2) | =G2
I | T26.13.051 | Double layer, with paver pedestals | T26.13_BitumenAcrylic | m2
B | Nuplex223 | Soprasun 4AR Double layer (protected under pavers incl. paver pedestals) | 1 | m2 | =XGETRATE("MAT",$A1,2) | 1 | =PRODUCT(C1*E1,F1) | =G1
B |  | Margin | =XGETVALUE("Builders margin",3) | % | =SUBTOTAL(G1:G1) | 1 | =PRODUCT(C2*E2,F2) | =G2
I | T26.13.053 | <b>Sopralene Flam Unilay</b> polyester-reinforced, double layer, torch applied bituminous membrane | T26.13_BitumenAcrylic
I | T26.13.057 | Aggregate finishes | T26.13_BitumenAcrylic | m2
B | Nuplex226 | Sopralene Flam Unilay Double layer (Aggregate finishes) low | 1 | m2 | =XGETRATE("MAT",$A1,2) | 1 | =PRODUCT(C1*E1,F1) | =G1
B |  | Margin | =XGETVALUE("Builders margin",3) | % | =SUBTOTAL(G1:G1) | 1 | =PRODUCT(C2*E2,F2) | =G2
I | T26.13.061 |  | T26.13_BitumenAcrylic
B | Nuplex229 | Sopralene Flam Unilay Double layer (Aggregate finishes) high | 1 | m2 | =XGETRATE("MAT",$A1,2) | 1 | =PRODUCT(C1*E1,F1) | =G1
B |  | Margin | =XGETVALUE("Builders margin",3) | % | =SUBTOTAL(G1:G1) | 1 | =PRODUCT(C2*E2,F2) | =G2
I | T26.13.065 | Copper finish | T26.13_BitumenAcrylic | m2
B | Nuplex232 | Sopralene Flam Unilay Double layer (Copper) | 1 | m2 | =XGETRATE("MAT",$A1,2) | 1 | =PRODUCT(C1*E1,F1) | =G1
B |  | Margin | =XGETVALUE("Builders margin",3) | % | =SUBTOTAL(G1:G1) | 1 | =PRODUCT(C2*E2,F2) | =G2
I | T26.14.001 | Deck and Carpark Membranes | T26.14_DeckMembrane
I | T26.14.005 | <b>Add</b> for protection, | T26.14_DeckMembrane
I | T26.14.009 | <b>Supadeck M1,</b> three coat polyurethane waterproof car park coating system | T26.14_DeckMembrane
I | T26.14.013 | Standard car deck system | T26.14_DeckMembrane | m2
B | Nuplex145 | SUPADECK M1 Car park Deck Coating System Car Deck System (standard) low | 1 | m2 | =XGETRATE("MAT",$A1,2) | 1 | =PRODUCT(C1*E1,F1) | =G1
B |  | Margin | =XGETVALUE("Builders margin",3) | % | =SUBTOTAL(G1:G1) | 1 | =PRODUCT(C2*E2,F2) | =G2
I | T26.14.014 |  | T26.14_DeckMembrane | m2
B | Nuplex148 | SUPADECK M1 Car park Deck Coating System Car Deck System (standard) high | 1 | m2 | =XGETRATE("MAT",$A1,2) | 1 | =PRODUCT(C1*E1,F1) | =G1
B |  | Margin | =XGETVALUE("Builders margin",3) | % | =SUBTOTAL(G1:G1) | 1 | =PRODUCT(C2*E2,F2) | =G2
I | T26.14.017 | Heavy duty | T26.14_DeckMembrane | m2
B | Nuplex151 | SUPADECK M1 Car park Deck Coating System Car Deck System Heavy Duty low | 1 | m2 | =XGETRATE("MAT",$A1,2) | 1 | =PRODUCT(C1*E1,F1) | =G1
B |  | Margin | =XGETVALUE("Builders margin",3) | % | =SUBTOTAL(G1:G1) | 1 | =PRODUCT(C2*E2,F2) | =G2
I | T26.14.018 |  | T26.14_DeckMembrane | m2
B | Nuplex154 | SUPADECK M1 Car park Deck Coating System Car Deck System Heavy Duty high | 1 | m2 | =XGETRATE("MAT",$A1,2) | 1 | =PRODUCT(C1*E1,F1) | =G1
B |  | Margin | =XGETVALUE("Builders margin",3) | % | =SUBTOTAL(G1:G1) | 1 | =PRODUCT(C2*E2,F2) | =G2
I | T26.14.021 | <b>Terraflex,</b> glass fibre-reinforced acrylic waterproofing membrane to concrete and plywood decks | T26.14_DeckMembrane | m2
B | Nuplex139 | Terraflex and/or Ultratuff Acrylic Fiberglass Reinforcing Decking Material low | 1 | m2 | =XGETRATE("MAT",$A1,2) | 1 | =PRODUCT(C1*E1,F1) | =G1
B |  | Margin | =XGETVALUE("Builders margin",3) | % | =SUBTOTAL(G1:G1) | 1 | =PRODUCT(C2*E2,F2) | =G2
I | T26.14.022 | <b>Terraflex,</b> glass fibre-reinforced acrylic waterproofing membrane to concrete and plywood decks | T26.14_DeckMembrane | m2
B | Nuplex142 | Terraflex and/or Ultratuff Acrylic Fiberglass Reinforcing Decking Material high | 1 | m2 | =XGETRATE("MAT",$A1,2) | 1 | =PRODUCT(C1*E1,F1) | =G1
B |  | Margin | =XGETVALUE("Builders margin",3) | % | =SUBTOTAL(G1:G1) | 1 | =PRODUCT(C2*E2,F2) | =G2
I | T26.14.025 | <b>Novabond,</b> 3mm thick, polyester reinforced distilled bitumen and polymer membrane | T26.14_DeckMembrane | m2
B | Jaydex049 | Novabond 3mm single layer sheet membrane, to concrete | 1 | m2 | =XGETRATE("MAT",$A1,2) | 1 | =PRODUCT(C1*E1,F1) | =G1
B |  | Margin | =XGETVALUE("Builders margin",3) | % | =SUBTOTAL(G1:G1) | 1 | =PRODUCT(C2*E2,F2) | =G2
I | T26.15.001 | Finishes and Protection | T26.15_Protection
I | T26.15.005 | Finishes laid or bedded in bonding agent | T26.15_Protection
I | T26.15.009 | Coarse river gravel | T26.15_Protection | m2
B | PM_10LSC_027 | RIVER PEBBLE MEDIUM 25/40MM BULK BAG 0.5M3 | 1 | bg | =XGETRATE("SUP1",$A1,2) | 0.04 | =PRODUCT(C1*E1,F1) | =G1
B |  | Discount | =XGETVALUE("Discount 15%",3) | % | =SUBTOTAL(G1:G1) | 1 | =PRODUCT(C2*E2,F2) | =G2
B |  | Waste | =XGETVALUE("Waste 7.5%",3) | % | =SUBTOTAL(G1:G2) | 1 | =PRODUCT(C3*E3,F3) | =G3
B | Roofer | Roofer all types | 0.1 | hrs | =XGETRATE("LAB1",$A4,2) | 1 | =PRODUCT(C4*E4,F4) | =G4
B |  | Margin | =XGETVALUE("Builders margin",3) | % | =SUBTOTAL(G1:G4) | 1 | =PRODUCT(C5*E5,F5) | =G5
B |  | Mat1 Area1 used for all areas
I | T26.15.013 | Loose quartz chip | T26.15_Protection | m2
B | PM_10LSC_032 | WHITE CHIP 6-16MM BULK BAG 0.25M3 | 1 | bg | =XGETRATE("SUP1",$A1,2) | 0.08 | =PRODUCT(C1*E1,F1) | =G1
B |  | Discount | =XGETVALUE("Discount 15%",3) | % | =SUBTOTAL(G1:G1) | 1 | =PRODUCT(C2*E2,F2) | =G2
B |  | Waste | =XGETVALUE("Waste 7.5%",3) | % | =SUBTOTAL(G1:G2) | 1 | =PRODUCT(C3*E3,F3) | =G3
B | Roofer | Roofer all types | 0.1 | hrs | =XGETRATE("LAB1",$A4,2) | 1 | =PRODUCT(C4*E4,F4) | =G4
B |  | Margin | =XGETVALUE("Builders margin",3) | % | =SUBTOTAL(G1:G4) | 1 | =PRODUCT(C5*E5,F5) | =G5
I | T26.15.017 | Concrete paving slabs, 500mm x 500mm | T26.15_Protection | m2
B | PM_28MAS_181 | CHANCERY PAVERS 500X500 NATURAL | 4 | ea | =XGETRATE("SUP1",$A1,2) | 1 | =PRODUCT(C1*E1,F1) | =G1
B |  | Discount | =XGETVALUE("Discount 15%",3) | % | =SUBTOTAL(G1:G1) | 1 | =PRODUCT(C2*E2,F2) | =G2
B |  | Waste | =XGETVALUE("Waste 7.5%",3) | % | =SUBTOTAL(G1:G2) | 1 | =PRODUCT(C3*E3,F3) | =G3
B | PM_26AGG_004 | SAND BUILDERS BAG 25KG | 2 | bg | =XGETRATE("SUP1",$A4,2) | 1 | =PRODUCT(C4*E4,F4) | =G4
B |  | Discount | =XGETVALUE("Discount 15%",3) | % | =SUBTOTAL(G4:G4) | 1 | =PRODUCT(C5*E5,F5) | =G5
B |  | Waste | =XGETVALUE("Waste 7.5%",3) | % | =SUBTOTAL(G4:G5) | 1 | =PRODUCT(C6*E6,F6) | =G6
B | Roofer | Roofer all types | 1 | hrs | =XGETRATE("LAB1",$A7,2) | 1 | =PRODUCT(C7*E7,F7) | =G7
B |  | Margin | =XGETVALUE("Builders margin",3) | % | =SUBTOTAL(G1:G7) | 1 | =PRODUCT(C8*E8,F8) | =G8
I | T26.15.021 | Large format floor tiles, PC sum $60/m2 | T26.15_Protection | m2
B | Tile077 | Floor tile, large format, 500x500/600x600mm, $60/m2 | 1 | m2 | =XGETRATE("MAT",$A1,2) | 1 | =PRODUCT(C1*E1,F1) | =G1
B |  | Discount | =XGETVALUE("Discount 5%",3) | % | =SUBTOTAL(G1:G1) | 1 | =PRODUCT(C2*E2,F2) | =G2
B |  | Waste | =XGETVALUE("Waste 7.5%",3) | % | =SUBTOTAL(G1:G2) | 1 | =PRODUCT(C3*E3,F3) | =G3
B | PM_40ADH_076 | FULLER EASY TILE ADHESIVE 4L | 0 | ea | =XGETRATE("SUP1",$A4,2) | 0.25 | =PRODUCT(C4*E4,F4) | =G4
B |  | Discount | =XGETVALUE("Discount 10%",3) | % | =SUBTOTAL(G4:G4) | 1 | =PRODUCT(C5*E5,F5) | =G5
B |  | Waste | =XGETVALUE("Waste 5%",3) | % | =SUBTOTAL(G4:G5) | 1 | =PRODUCT(C6*E6,F6) | =G6
B | PM_40ADH_007 | ULTRAMASTIC TILE ADHESIVE 18KG 010318 | 1 | ea | =XGETRATE("SUP1",$A7,2) | 0.2 | =PRODUCT(C7*E7,F7) | =G7
B |  | Discount | =XGETVALUE("Discount 10%",3) | % | =SUBTOTAL(G7:G7) | 1 | =PRODUCT(C8*E8,F8) | =G8
B |  | Waste | =XGETVALUE("Waste 5%",3) | % | =SUBTOTAL(G7:G8) | 1 | =PRODUCT(C9*E9,F9) | =G9
B | PM_29TIL_022 | DUNLOP GROUT 101 POLAR WHITE 5KG | 0.5 | ea | =XGETRATE("SUP1",$A10,2) | 0.2 | =PRODUCT(C10*E10,F10) | =G10
B |  | Discount | =XGETVALUE("Discount 10%",3) | % | =SUBTOTAL(G10:G10) | 1 | =PRODUCT(C11*E11,F11) | =G11
B |  | Waste | =XGETVALUE("Waste 5%",3) | % | =SUBTOTAL(G10:G11) | 1 | =PRODUCT(C12*E12,F12) | =G12
B | Tiler | Tile Layer | 0.8 | hour | =XGETRATE("LAB1",$A13,2) | 1 | =PRODUCT(C13*E13,F13) | =G13
B |  | Margin | =XGETVALUE("Builders margin",3) | % | =SUBTOTAL(G1:G13) | 1 | =PRODUCT(C14*E14,F14) | =G14
B |  | Two grouts above - use one only
I | T26.15.025 | <b>Hotmix</b> protection layer, 40mm thick | T26.15_Protection | m2
B | Jaydex052 | Hotmix 10 to Novabond system | 1 | m2 | =XGETRATE("MAT",$A1,2) | 1 | =PRODUCT(C1*E1,F1) | =G1
B |  | Margin | =XGETVALUE("Builders margin",3) | % | =SUBTOTAL(G1:G1) | 1 | =PRODUCT(C2*E2,F2) | =G2
I | T26.16.001 | Wall Cladding | T26.16_WallCladding
I | T26.16.005 | Rates include fixing to timber | T26.16_WallCladding
B |  | labour constant allowed as more than roofing, due to openings etc | 0.25 | hr/m2
I | T26.16.009 | <b>Add</b> extra for fixing to steel | T26.16_WallCladding
I | T26.16.013 | <b>ZINCALUME<s>®</s> Steel</b> | T26.16_WallCladding
I | T26.16.017 | 0.40mm Corrugate | T26.16_WallCladding | m2
B | Corr01 | Corrugate_ZN_0.4 | 1 | m2 | =XGETRATE("ROF",$A1,2) | 1 | =PRODUCT(C1*E1,F1) | =G1
B |  | Discount | =XGETVALUE("Discount 15%",3) | % | =SUBTOTAL(G1:G1) | 1 | =PRODUCT(C2*E2,F2) | =G2
B |  | Waste | =XGETVALUE("Waste 7.5%",3) | % | =SUBTOTAL(G1:G2) | 1 | =PRODUCT(C3*E3,F3) | =G3
B | PM_41FAS_415 | SCREW T17 HEX 12G 40MM B8 NEO 100PK | 5 | No | =XGETRATE("SUP1",$A4,2) | 0.01 | =PRODUCT(C4*E4,F4) | =G4
B |  | Discount | =XGETVALUE("Discount 15%",3) | % | =SUBTOTAL(G4:G4) | 1 | =PRODUCT(C5*E5,F5) | =G5
B |  | Waste | =XGETVALUE("Waste 7.5%",3) | % | =SUBTOTAL(G4:G5) | 1 | =PRODUCT(C6*E6,F6) | =G6
B | Roofer | Roofer all types | 0.25 | hrs | =XGETRATE("LAB1",$A7,2) | 1 | =PRODUCT(C7*E7,F7) | =G7
B |  | Margin | =XGETVALUE("Builders margin",3) | % | =SUBTOTAL(G1:G7) | 1 | =PRODUCT(C8*E8,F8) | =G8
I | T26.16.021 | 0.55mm Corrugate | T26.16_WallCladding | m2
B | Corr02 | Corrugate_ZN_0.55 | 1 | m2 | =XGETRATE("ROF",$A1,2) | 1 | =PRODUCT(C1*E1,F1) | =G1
B |  | Discount | =XGETVALUE("Discount 15%",3) | % | =SUBTOTAL(G1:G1) | 1 | =PRODUCT(C2*E2,F2) | =G2
B |  | Waste | =XGETVALUE("Waste 7.5%",3) | % | =SUBTOTAL(G1:G2) | 1 | =PRODUCT(C3*E3,F3) | =G3
B | PM_41FAS_415 | SCREW T17 HEX 12G 40MM B8 NEO 100PK | 5 | No | =XGETRATE("SUP1",$A4,2) | 0.01 | =PRODUCT(C4*E4,F4) | =G4
B |  | Discount | =XGETVALUE("Discount 15%",3) | % | =SUBTOTAL(G4:G4) | 1 | =PRODUCT(C5*E5,F5) | =G5
B |  | Waste | =XGETVALUE("Waste 7.5%",3) | % | =SUBTOTAL(G4:G5) | 1 | =PRODUCT(C6*E6,F6) | =G6
B | Roofer | Roofer all types | 0.25 | hrs | =XGETRATE("LAB1",$A7,2) | 1 | =PRODUCT(C7*E7,F7) | =G7
B |  | Margin | =XGETVALUE("Builders margin",3) | % | =SUBTOTAL(G1:G7) | 1 | =PRODUCT(C8*E8,F8) | =G8
I | T26.16.025 | 0.40mm Baby Corrugate | T26.16_WallCladding | m2
B | BCorr01 | Baby_ZN_0.4 | 1 | m2 | =XGETRATE("ROF",$A1,2) | 1 | =PRODUCT(C1*E1,F1) | =G1
B |  | Discount | =XGETVALUE("Discount 15%",3) | % | =SUBTOTAL(G1:G1) | 1 | =PRODUCT(C2*E2,F2) | =G2
B |  | Waste | =XGETVALUE("Waste 7.5%",3) | % | =SUBTOTAL(G1:G2) | 1 | =PRODUCT(C3*E3,F3) | =G3
B | PM_41FAS_415 | SCREW T17 HEX 12G 40MM B8 NEO 100PK | 5 | No | =XGETRATE("SUP1",$A4,2) | 0.01 | =PRODUCT(C4*E4,F4) | =G4
B |  | Discount | =XGETVALUE("Discount 15%",3) | % | =SUBTOTAL(G4:G4) | 1 | =PRODUCT(C5*E5,F5) | =G5
B |  | Waste | =XGETVALUE("Waste 7.5%",3) | % | =SUBTOTAL(G4:G5) | 1 | =PRODUCT(C6*E6,F6) | =G6
B | Roofer | Roofer all types | 0.25 | hrs | =XGETRATE("LAB1",$A7,2) | 1 | =PRODUCT(C7*E7,F7) | =G7
B |  | Margin | =XGETVALUE("Builders margin",3) | % | =SUBTOTAL(G1:G7) | 1 | =PRODUCT(C8*E8,F8) | =G8
I | T26.16.029 | 0.55mm Baby Corrugate | T26.16_WallCladding | m2
B | BCorr02 | Baby_ZN_0.55 | 1 | m2 | =XGETRATE("ROF",$A1,2) | 1 | =PRODUCT(C1*E1,F1) | =G1
B |  | Discount | =XGETVALUE("Discount 15%",3) | % | =SUBTOTAL(G1:G1) | 1 | =PRODUCT(C2*E2,F2) | =G2
B |  | Waste | =XGETVALUE("Waste 7.5%",3) | % | =SUBTOTAL(G1:G2) | 1 | =PRODUCT(C3*E3,F3) | =G3
B | PM_41FAS_415 | SCREW HEX T17 TIMBER NEO CL4 50JAR 12X35 | 5 | No | =XGETRATE("SUP1",$A4,2) | 0.02 | =PRODUCT(C4*E4,F4) | =G4
B |  | Discount | =XGETVALUE("Discount 15%",3) | % | =SUBTOTAL(G4:G4) | 1 | =PRODUCT(C5*E5,F5) | =G5
B |  | Waste | =XGETVALUE("Waste 7.5%",3) | % | =SUBTOTAL(G4:G5) | 1 | =PRODUCT(C6*E6,F6) | =G6
B | Roofer | Roofer all types | 0.25 | hrs | =XGETRATE("LAB1",$A7,2) | 1 | =PRODUCT(C7*E7,F7) | =G7
B |  | Margin | =XGETVALUE("Builders margin",3) | % | =SUBTOTAL(G1:G7) | 1 | =PRODUCT(C8*E8,F8) | =G8
I | T26.16.033 | 0.40mm DP955 profile | T26.16_WallCladding | m2
B | Clad001 | DP955, Zincaliume 0.4 | 1 | m2 | =XGETRATE("ROF",$A1,2) | 1 | =PRODUCT(C1*E1,F1) | =G1
B |  | Discount | =XGETVALUE("Discount 15%",3) | % | =SUBTOTAL(G1:G1) | 1 | =PRODUCT(C2*E2,F2) | =G2
B |  | Waste | =XGETVALUE("Waste 7.5%",3) | % | =SUBTOTAL(G1:G2) | 1 | =PRODUCT(C3*E3,F3) | =G3
B | PM_41FAS_415 | SCREW HEX T17 TIMBER NEO CL4 50JAR 12X35 | 5 | No | =XGETRATE("SUP1",$A4,2) | 0.02 | =PRODUCT(C4*E4,F4) | =G4
B |  | Discount | =XGETVALUE("Discount 15%",3) | % | =SUBTOTAL(G4:G4) | 1 | =PRODUCT(C5*E5,F5) | =G5
B |  | Waste | =XGETVALUE("Waste 7.5%",3) | % | =SUBTOTAL(G4:G5) | 1 | =PRODUCT(C6*E6,F6) | =G6
B | Roofer | Roofer all types | 0.25 | hrs | =XGETRATE("LAB1",$A7,2) | 1 | =PRODUCT(C7*E7,F7) | =G7
B |  | Margin | =XGETVALUE("Builders margin",3) | % | =SUBTOTAL(G1:G7) | 1 | =PRODUCT(C8*E8,F8) | =G8
I | T26.16.037 | 0.55mm DP955 profile | T26.16_WallCladding | m2
B | Clad002 | DP955, Zincalume 0.55 | 1 | m2 | =XGETRATE("ROF",$A1,2) | 1 | =PRODUCT(C1*E1,F1) | =G1
B |  | Discount | =XGETVALUE("Discount 15%",3) | % | =SUBTOTAL(G1:G1) | 1 | =PRODUCT(C2*E2,F2) | =G2
B |  | Waste | =XGETVALUE("Waste 7.5%",3) | % | =SUBTOTAL(G1:G2) | 1 | =PRODUCT(C3*E3,F3) | =G3
B | PM_41FAS_415 | SCREW HEX T17 TIMBER NEO CL4 50JAR 12X35 | 5 | No | =XGETRATE("SUP1",$A4,2) | 0.02 | =PRODUCT(C4*E4,F4) | =G4
B |  | Discount | =XGETVALUE("Discount 15%",3) | % | =SUBTOTAL(G4:G4) | 1 | =PRODUCT(C5*E5,F5) | =G5
B |  | Waste | =XGETVALUE("Waste 7.5%",3) | % | =SUBTOTAL(G4:G5) | 1 | =PRODUCT(C6*E6,F6) | =G6
B | Roofer | Roofer all types | 0.25 | hrs | =XGETRATE("LAB1",$A7,2) | 1 | =PRODUCT(C7*E7,F7) | =G7
B |  | Margin | =XGETVALUE("Builders margin",3) | % | =SUBTOTAL(G1:G7) | 1 | =PRODUCT(C8*E8,F8) | =G8
I | T26.16.041 | 0.40mm Dimondclad Rib20 | T26.16_WallCladding | m2
B | DRib01 | Dimondclad Rib20_ZN_0.48 | 1 | m2 | =XGETRATE("ROF",$A1,2) | 1 | =PRODUCT(C1*E1,F1) | =G1
B |  | Discount | =XGETVALUE("Discount 15%",3) | % | =SUBTOTAL(G1:G1) | 1 | =PRODUCT(C2*E2,F2) | =G2
B |  | Waste | =XGETVALUE("Waste 7.5%",3) | % | =SUBTOTAL(G1:G2) | 1 | =PRODUCT(C3*E3,F3) | =G3
B | PM_41FAS_415 | SCREW HEX T17 TIMBER NEO CL4 50JAR 12X35 | 5 | No | =XGETRATE("SUP1",$A4,2) | 0.02 | =PRODUCT(C4*E4,F4) | =G4
B |  | Discount | =XGETVALUE("Discount 15%",3) | % | =SUBTOTAL(G4:G4) | 1 | =PRODUCT(C5*E5,F5) | =G5
B |  | Waste | =XGETVALUE("Waste 7.5%",3) | % | =SUBTOTAL(G4:G5) | 1 | =PRODUCT(C6*E6,F6) | =G6
B | Roofer | Roofer all types | 0.25 | hrs | =XGETRATE("LAB1",$A7,2) | 1 | =PRODUCT(C7*E7,F7) | =G7
B |  | Margin | =XGETVALUE("Builders margin",3) | % | =SUBTOTAL(G1:G7) | 1 | =PRODUCT(C8*E8,F8) | =G8
I | T26.16.045 | <b>Prefinished Steel, Endura™</b> | T26.16_WallCladding
I | T26.16.049 | 0.40mm Corrugate | T26.16_WallCladding | m2
B | Corr03 | Corrugate_Endura_0.4 | 1 | m2 | =XGETRATE("ROF",$A1,2) | 1 | =PRODUCT(C1*E1,F1) | =G1
B |  | Discount | =XGETVALUE("Discount 15%",3) | % | =SUBTOTAL(G1:G1) | 1 | =PRODUCT(C2*E2,F2) | =G2
B |  | Waste | =XGETVALUE("Waste 7.5%",3) | % | =SUBTOTAL(G1:G2) | 1 | =PRODUCT(C3*E3,F3) | =G3
B | PM_41FAS_415 | SCREW HEX T17 TIMBER NEO CL4 50JAR 12X35 | 5 | No | =XGETRATE("SUP1",$A4,2) | 0.02 | =PRODUCT(C4*E4,F4) | =G4
B |  | Discount | =XGETVALUE("Discount 15%",3) | % | =SUBTOTAL(G4:G4) | 1 | =PRODUCT(C5*E5,F5) | =G5
B |  | Waste | =XGETVALUE("Waste 7.5%",3) | % | =SUBTOTAL(G4:G5) | 1 | =PRODUCT(C6*E6,F6) | =G6
B | Roofer | Roofer all types | 0.25 | hrs | =XGETRATE("LAB1",$A7,2) | 1 | =PRODUCT(C7*E7,F7) | =G7
B |  | Margin | =XGETVALUE("Builders margin",3) | % | =SUBTOTAL(G1:G7) | 1 | =PRODUCT(C8*E8,F8) | =G8
I | T26.16.053 | 0.55mm Corrugate | T26.16_WallCladding | m2
B | Corr04 | Corrugate_Endura_0.55 | 1 | m2 | =XGETRATE("ROF",$A1,2) | 1 | =PRODUCT(C1*E1,F1) | =G1
B |  | Discount | =XGETVALUE("Discount 15%",3) | % | =SUBTOTAL(G1:G1) | 1 | =PRODUCT(C2*E2,F2) | =G2
B |  | Waste | =XGETVALUE("Waste 7.5%",3) | % | =SUBTOTAL(G1:G2) | 1 | =PRODUCT(C3*E3,F3) | =G3
B | PM_41FAS_415 | SCREW HEX T17 TIMBER NEO CL4 50JAR 12X35 | 5 | No | =XGETRATE("SUP1",$A4,2) | 0.02 | =PRODUCT(C4*E4,F4) | =G4
B |  | Discount | =XGETVALUE("Discount 15%",3) | % | =SUBTOTAL(G4:G4) | 1 | =PRODUCT(C5*E5,F5) | =G5
B |  | Waste | =XGETVALUE("Waste 7.5%",3) | % | =SUBTOTAL(G4:G5) | 1 | =PRODUCT(C6*E6,F6) | =G6
B | Roofer | Roofer all types | 0.25 | hrs | =XGETRATE("LAB1",$A7,2) | 1 | =PRODUCT(C7*E7,F7) | =G7
B |  | Margin | =XGETVALUE("Builders margin",3) | % | =SUBTOTAL(G1:G7) | 1 | =PRODUCT(C8*E8,F8) | =G8
I | T26.16.057 | 0.40mm Baby Corrugate | T26.16_WallCladding | m2
B | BCorr03 | Baby_Endura_0.4 | 1 | m2 | =XGETRATE("ROF",$A1,2) | 1 | =PRODUCT(C1*E1,F1) | =G1
B |  | Discount | =XGETVALUE("Discount 15%",3) | % | =SUBTOTAL(G1:G1) | 1 | =PRODUCT(C2*E2,F2) | =G2
B |  | Waste | =XGETVALUE("Waste 7.5%",3) | % | =SUBTOTAL(G1:G2) | 1 | =PRODUCT(C3*E3,F3) | =G3
B | PM_41FAS_415 | SCREW HEX T17 TIMBER NEO CL4 50JAR 12X35 | 5 | No | =XGETRATE("SUP1",$A4,2) | 0.02 | =PRODUCT(C4*E4,F4) | =G4
B |  | Discount | =XGETVALUE("Discount 15%",3) | % | =SUBTOTAL(G4:G4) | 1 | =PRODUCT(C5*E5,F5) | =G5
B |  | Waste | =XGETVALUE("Waste 7.5%",3) | % | =SUBTOTAL(G4:G5) | 1 | =PRODUCT(C6*E6,F6) | =G6
B | Roofer | Roofer all types | 0.25 | hrs | =XGETRATE("LAB1",$A7,2) | 1 | =PRODUCT(C7*E7,F7) | =G7
B |  | Margin | =XGETVALUE("Builders margin",3) | % | =SUBTOTAL(G1:G7) | 1 | =PRODUCT(C8*E8,F8) | =G8
I | T26.16.061 | 0.55mm Baby Corrugate | T26.16_WallCladding | m2
B | BCorr04 | Baby_Endura_0.55 | 1 | m2 | =XGETRATE("ROF",$A1,2) | 1 | =PRODUCT(C1*E1,F1) | =G1
B |  | Discount | =XGETVALUE("Discount 15%",3) | % | =SUBTOTAL(G1:G1) | 1 | =PRODUCT(C2*E2,F2) | =G2
B |  | Waste | =XGETVALUE("Waste 7.5%",3) | % | =SUBTOTAL(G1:G2) | 1 | =PRODUCT(C3*E3,F3) | =G3
B | PM_41FAS_415 | SCREW HEX T17 TIMBER NEO CL4 50JAR 12X35 | 5 | No | =XGETRATE("SUP1",$A4,2) | 0.02 | =PRODUCT(C4*E4,F4) | =G4
B |  | Discount | =XGETVALUE("Discount 15%",3) | % | =SUBTOTAL(G4:G4) | 1 | =PRODUCT(C5*E5,F5) | =G5
B |  | Waste | =XGETVALUE("Waste 7.5%",3) | % | =SUBTOTAL(G4:G5) | 1 | =PRODUCT(C6*E6,F6) | =G6
B | Roofer | Roofer all types | 0.25 | hrs | =XGETRATE("LAB1",$A7,2) | 1 | =PRODUCT(C7*E7,F7) | =G7
B |  | Margin | =XGETVALUE("Builders margin",3) | % | =SUBTOTAL(G1:G7) | 1 | =PRODUCT(C8*E8,F8) | =G8
I | T26.16.065 | 0.40mm DP955 profile | T26.16_WallCladding | m2
B | Clad003 | DP955, Endura 0.4 | 1 | m2 | =XGETRATE("ROF",$A1,2) | 1 | =PRODUCT(C1*E1,F1) | =G1
B |  | Discount | =XGETVALUE("Discount 15%",3) | % | =SUBTOTAL(G1:G1) | 1 | =PRODUCT(C2*E2,F2) | =G2
B |  | Waste | =XGETVALUE("Waste 7.5%",3) | % | =SUBTOTAL(G1:G2) | 1 | =PRODUCT(C3*E3,F3) | =G3
B | PM_41FAS_415 | SCREW HEX T17 TIMBER NEO CL4 50JAR 12X35 | 5 | No | =XGETRATE("SUP1",$A4,2) | 0.02 | =PRODUCT(C4*E4,F4) | =G4
B |  | Discount | =XGETVALUE("Discount 15%",3) | % | =SUBTOTAL(G4:G4) | 1 | =PRODUCT(C5*E5,F5) | =G5
B |  | Waste | =XGETVALUE("Waste 7.5%",3) | % | =SUBTOTAL(G4:G5) | 1 | =PRODUCT(C6*E6,F6) | =G6
B | Roofer | Roofer all types | 0.25 | hrs | =XGETRATE("LAB1",$A7,2) | 1 | =PRODUCT(C7*E7,F7) | =G7
B |  | Margin | =XGETVALUE("Builders margin",3) | % | =SUBTOTAL(G1:G7) | 1 | =PRODUCT(C8*E8,F8) | =G8
I | T26.16.069 | 0.55mm DP955 profile | T26.16_WallCladding | m2
B | Clad004 | DP955, Endura 0.55 | 1 | m2 | =XGETRATE("ROF",$A1,2) | 1 | =PRODUCT(C1*E1,F1) | =G1
B |  | Discount | =XGETVALUE("Discount 15%",3) | % | =SUBTOTAL(G1:G1) | 1 | =PRODUCT(C2*E2,F2) | =G2
B |  | Waste | =XGETVALUE("Waste 7.5%",3) | % | =SUBTOTAL(G1:G2) | 1 | =PRODUCT(C3*E3,F3) | =G3
B | PM_41FAS_415 | SCREW HEX T17 TIMBER NEO CL4 50JAR 12X35 | 5 | No | =XGETRATE("SUP1",$A4,2) | 0.02 | =PRODUCT(C4*E4,F4) | =G4
B |  | Discount | =XGETVALUE("Discount 15%",3) | % | =SUBTOTAL(G4:G4) | 1 | =PRODUCT(C5*E5,F5) | =G5
B |  | Waste | =XGETVALUE("Waste 7.5%",3) | % | =SUBTOTAL(G4:G5) | 1 | =PRODUCT(C6*E6,F6) | =G6
B | Roofer | Roofer all types | 0.25 | hrs | =XGETRATE("LAB1",$A7,2) | 1 | =PRODUCT(C7*E7,F7) | =G7
B |  | Margin | =XGETVALUE("Builders margin",3) | % | =SUBTOTAL(G1:G7) | 1 | =PRODUCT(C8*E8,F8) | =G8
I | T26.16.073 | 0.40mm Dimondclad Rib20 | T26.16_WallCladding | m2
B | DRib02 | Dimondclad Rib20_Endura_0.48 | 1 | m2 | =XGETRATE("ROF",$A1,2) | 1 | =PRODUCT(C1*E1,F1) | =G1
B |  | Discount | =XGETVALUE("Discount 15%",3) | % | =SUBTOTAL(G1:G1) | 1 | =PRODUCT(C2*E2,F2) | =G2
B |  | Waste | =XGETVALUE("Waste 7.5%",3) | % | =SUBTOTAL(G1:G2) | 1 | =PRODUCT(C3*E3,F3) | =G3
B | PM_41FAS_415 | SCREW HEX T17 TIMBER NEO CL4 50JAR 12X35 | 5 | No | =XGETRATE("SUP1",$A4,2) | 0.02 | =PRODUCT(C4*E4,F4) | =G4
B |  | Discount | =XGETVALUE("Discount 15%",3) | % | =SUBTOTAL(G4:G4) | 1 | =PRODUCT(C5*E5,F5) | =G5
B |  | Waste | =XGETVALUE("Waste 7.5%",3) | % | =SUBTOTAL(G4:G5) | 1 | =PRODUCT(C6*E6,F6) | =G6
B | Roofer | Roofer all types | 0.25 | hrs | =XGETRATE("LAB1",$A7,2) | 1 | =PRODUCT(C7*E7,F7) | =G7
B |  | Margin | =XGETVALUE("Builders margin",3) | % | =SUBTOTAL(G1:G7) | 1 | =PRODUCT(C8*E8,F8) | =G8
I | T26.16.077 | <b>Prefinished Steel, Endura™, Maxx™</b> | T26.16_WallCladding
I | T26.16.081 | 0.40mm Dimondclad Rib 50 profile | T26.16_WallCladding | m2
B | Clad013 | Dimonclad Rib 50 Endura 0.4 | 0.5 | m2 | =XGETRATE("ROF",$A1,2) | 1 | =PRODUCT(C1*E1,F1) | =G1
B | Clad015 | Dimonclad Rib 50 MAXX 0.4 | 0.5 | m2 | =XGETRATE("ROF",$A2,2) | 1 | =PRODUCT(C2*E2,F2) | =G2
B |  | Discount | =XGETVALUE("Discount 15%",3) | % | =SUBTOTAL(G2:G2) | 1 | =PRODUCT(C3*E3,F3) | =G3
B |  | Waste | =XGETVALUE("Waste 7.5%",3) | % | =SUBTOTAL(G2:G3) | 1 | =PRODUCT(C4*E4,F4) | =G4
B | PM_41FAS_415 | SCREW HEX T17 TIMBER NEO CL4 50JAR 12X35 | 5 | No | =XGETRATE("SUP1",$A5,2) | 0.02 | =PRODUCT(C5*E5,F5) | =G5
B |  | Discount | =XGETVALUE("Discount 15%",3) | % | =SUBTOTAL(G5:G5) | 1 | =PRODUCT(C6*E6,F6) | =G6
B |  | Waste | =XGETVALUE("Waste 7.5%",3) | % | =SUBTOTAL(G5:G6) | 1 | =PRODUCT(C7*E7,F7) | =G7
B | Roofer | Roofer all types | 0.25 | hrs | =XGETRATE("LAB1",$A8,2) | 1 | =PRODUCT(C8*E8,F8) | =G8
B |  | Margin | =XGETVALUE("Builders margin",3) | % | =SUBTOTAL(G1:G8) | 1 | =PRODUCT(C9*E9,F9) | =G9
I | T26.16.085 | 0.55mm Dimondclad Rib 50 profile | T26.16_WallCladding | m2
B | Clad014 | Dimonclad Rib 50 Endura 0.55 | 0.5 | m2 | =XGETRATE("ROF",$A1,2) | 1 | =PRODUCT(C1*E1,F1) | =G1
B | Clad016 | Dimonclad Rib 50 MAXX 0.55 | 0.5 | m2 | =XGETRATE("ROF",$A2,2) | 1 | =PRODUCT(C2*E2,F2) | =G2
B |  | Discount | =XGETVALUE("Discount 15%",3) | % | =SUBTOTAL(G2:G2) | 1 | =PRODUCT(C3*E3,F3) | =G3
B |  | Waste | =XGETVALUE("Waste 7.5%",3) | % | =SUBTOTAL(G2:G3) | 1 | =PRODUCT(C4*E4,F4) | =G4
B | PM_41FAS_415 | SCREW HEX T17 TIMBER NEO CL4 50JAR 12X35 | 5 | No | =XGETRATE("SUP1",$A5,2) | 0.02 | =PRODUCT(C5*E5,F5) | =G5
B |  | Discount | =XGETVALUE("Discount 15%",3) | % | =SUBTOTAL(G5:G5) | 1 | =PRODUCT(C6*E6,F6) | =G6
B |  | Waste | =XGETVALUE("Waste 7.5%",3) | % | =SUBTOTAL(G5:G6) | 1 | =PRODUCT(C7*E7,F7) | =G7
B | Roofer | Roofer all types | 0.25 | hrs | =XGETRATE("LAB1",$A8,2) | 1 | =PRODUCT(C8*E8,F8) | =G8
B |  | Margin | =XGETVALUE("Builders margin",3) | % | =SUBTOTAL(G1:G8) | 1 | =PRODUCT(C9*E9,F9) | =G9
I | T26.16.089 | <b>Affinity Proprietary Flashings and Mouldings</b> | T26.16_WallCladding
I | T26.16.093 | <b>ZINCALUME<s>®</s> Steel</b> | T26.16_WallCladding
I | T26.16.097 | Soffit flashing | T26.16_WallCladding | m
B | AffinFL012 | Affinity ZNAL Soffit Flashings | 1 | m | =XGETRATE("ROF",$A1,2) | 1 | =PRODUCT(C1*E1,F1) | =G1
B |  | Discount | =XGETVALUE("Discount 15%",3) | % | =SUBTOTAL(G1:G1) | 1 | =PRODUCT(C2*E2,F2) | =G2
B |  | Waste | =XGETVALUE("Waste 7.5%",3) | % | =SUBTOTAL(G1:G2) | 1 | =PRODUCT(C3*E3,F3) | =G3
B | PM_41FAS_562 | RIVET 5052 ALU/STEEL TRUSS HD 5-8 PK12 | 1 | jar | =XGETRATE("SUP1",$A4,2) | 0.083333 | =PRODUCT(C4*E4,F4) | =G4
B |  | Discount | =XGETVALUE("Discount 15%",3) | % | =SUBTOTAL(G4:G4) | 1 | =PRODUCT(C5*E5,F5) | =G5
B |  | Waste | =XGETVALUE("Waste 7.5%",3) | % | =SUBTOTAL(G4:G5) | 1 | =PRODUCT(C6*E6,F6) | =G6
B | Roofer | Roofer all types | 0.08 | hrs | =XGETRATE("LAB1",$A7,2) | 1 | =PRODUCT(C7*E7,F7) | =G7
B |  | Margin | =XGETVALUE("Builders margin",3) | % | =SUBTOTAL(G1:G7) | 1 | =PRODUCT(C8*E8,F8) | =G8
I | T26.16.101 | Cavity Closure Flashing | T26.16_WallCladding | m
B | AffinFL013 | Affinity ZNAL Cavity Closure Flashing | 1 | m | =XGETRATE("ROF",$A1,2) | 1 | =PRODUCT(C1*E1,F1) | =G1
B |  | Discount | =XGETVALUE("Discount 15%",3) | % | =SUBTOTAL(G1:G1) | 1 | =PRODUCT(C2*E2,F2) | =G2
B |  | Waste | =XGETVALUE("Waste 7.5%",3) | % | =SUBTOTAL(G1:G2) | 1 | =PRODUCT(C3*E3,F3) | =G3
B | PM_41FAS_562 | RIVET 5052 ALU/STEEL TRUSS HD 5-8 PK12 | 1 | jar | =XGETRATE("SUP1",$A4,2) | 0.083333 | =PRODUCT(C4*E4,F4) | =G4
B |  | Discount | =XGETVALUE("Discount 15%",3) | % | =SUBTOTAL(G4:G4) | 1 | =PRODUCT(C5*E5,F5) | =G5
B |  | Waste | =XGETVALUE("Waste 7.5%",3) | % | =SUBTOTAL(G4:G5) | 1 | =PRODUCT(C6*E6,F6) | =G6
B | Roofer | Roofer all types | 0.08 | hrs | =XGETRATE("LAB1",$A7,2) | 1 | =PRODUCT(C7*E7,F7) | =G7
B |  | Margin | =XGETVALUE("Builders margin",3) | % | =SUBTOTAL(G1:G7) | 1 | =PRODUCT(C8*E8,F8) | =G8
I | T26.16.105 | External Corner Flashing | T26.16_WallCladding | m
B | AffinFL014 | Affinity ZNAL External Corner Flashing | 1 | m | =XGETRATE("ROF",$A1,2) | 1 | =PRODUCT(C1*E1,F1) | =G1
B |  | Discount | =XGETVALUE("Discount 15%",3) | % | =SUBTOTAL(G1:G1) | 1 | =PRODUCT(C2*E2,F2) | =G2
B |  | Waste | =XGETVALUE("Waste 7.5%",3) | % | =SUBTOTAL(G1:G2) | 1 | =PRODUCT(C3*E3,F3) | =G3
B | PM_41FAS_562 | RIVET 5052 ALU/STEEL TRUSS HD 5-8 PK12 | 1 | jar | =XGETRATE("SUP1",$A4,2) | 0.083333 | =PRODUCT(C4*E4,F4) | =G4
B |  | Discount | =XGETVALUE("Discount 15%",3) | % | =SUBTOTAL(G4:G4) | 1 | =PRODUCT(C5*E5,F5) | =G5
B |  | Waste | =XGETVALUE("Waste 7.5%",3) | % | =SUBTOTAL(G4:G5) | 1 | =PRODUCT(C6*E6,F6) | =G6
B | Roofer | Roofer all types | 0.08 | hrs | =XGETRATE("LAB1",$A7,2) | 1 | =PRODUCT(C7*E7,F7) | =G7
B |  | Margin | =XGETVALUE("Builders margin",3) | % | =SUBTOTAL(G1:G7) | 1 | =PRODUCT(C8*E8,F8) | =G8
I | T26.16.109 | Internal Corner Flashing | T26.16_WallCladding | m
B | AffinFL015 | Affinity ZNAL Internal Corner Flashing | 1 | m | =XGETRATE("ROF",$A1,2) | 1 | =PRODUCT(C1*E1,F1) | =G1
B |  | Discount | =XGETVALUE("Discount 15%",3) | % | =SUBTOTAL(G1:G1) | 1 | =PRODUCT(C2*E2,F2) | =G2
B |  | Waste | =XGETVALUE("Waste 7.5%",3) | % | =SUBTOTAL(G1:G2) | 1 | =PRODUCT(C3*E3,F3) | =G3
B | PM_41FAS_562 | RIVET 5052 ALU/STEEL TRUSS HD 5-8 PK12 | 1 | jar | =XGETRATE("SUP1",$A4,2) | 0.083333 | =PRODUCT(C4*E4,F4) | =G4
B |  | Discount | =XGETVALUE("Discount 15%",3) | % | =SUBTOTAL(G4:G4) | 1 | =PRODUCT(C5*E5,F5) | =G5
B |  | Waste | =XGETVALUE("Waste 7.5%",3) | % | =SUBTOTAL(G4:G5) | 1 | =PRODUCT(C6*E6,F6) | =G6
B | Roofer | Roofer all types | 0.08 | hrs | =XGETRATE("LAB1",$A7,2) | 1 | =PRODUCT(C7*E7,F7) | =G7
B |  | Margin | =XGETVALUE("Builders margin",3) | % | =SUBTOTAL(G1:G7) | 1 | =PRODUCT(C8*E8,F8) | =G8
I | T26.16.113 | Head Closure Flashing | T26.16_WallCladding | m
B | AffinFL016 | Affinity ZNAL Head Closure Flashing | 1 | m | =XGETRATE("ROF",$A1,2) | 1 | =PRODUCT(C1*E1,F1) | =G1
B |  | Discount | =XGETVALUE("Discount 15%",3) | % | =SUBTOTAL(G1:G1) | 1 | =PRODUCT(C2*E2,F2) | =G2
B |  | Waste | =XGETVALUE("Waste 7.5%",3) | % | =SUBTOTAL(G1:G2) | 1 | =PRODUCT(C3*E3,F3) | =G3
B | PM_41FAS_562 | RIVET 5052 ALU/STEEL TRUSS HD 5-8 PK12 | 1 | jar | =XGETRATE("SUP1",$A4,2) | 0.083333 | =PRODUCT(C4*E4,F4) | =G4
B |  | Discount | =XGETVALUE("Discount 15%",3) | % | =SUBTOTAL(G4:G4) | 1 | =PRODUCT(C5*E5,F5) | =G5
B |  | Waste | =XGETVALUE("Waste 7.5%",3) | % | =SUBTOTAL(G4:G5) | 1 | =PRODUCT(C6*E6,F6) | =G6
B | Roofer | Roofer all types | 0.08 | hrs | =XGETRATE("LAB1",$A7,2) | 1 | =PRODUCT(C7*E7,F7) | =G7
B |  | Margin | =XGETVALUE("Builders margin",3) | % | =SUBTOTAL(G1:G7) | 1 | =PRODUCT(C8*E8,F8) | =G8
I | T26.16.117 | Head Flashing | T26.16_WallCladding | m
B | AffinFL017 | Affinity ZNAL Head Flashing Flashing | 1 | m | =XGETRATE("ROF",$A1,2) | 1 | =PRODUCT(C1*E1,F1) | =G1
B |  | Discount | =XGETVALUE("Discount 15%",3) | % | =SUBTOTAL(G1:G1) | 1 | =PRODUCT(C2*E2,F2) | =G2
B |  | Waste | =XGETVALUE("Waste 7.5%",3) | % | =SUBTOTAL(G1:G2) | 1 | =PRODUCT(C3*E3,F3) | =G3
B | PM_41FAS_562 | RIVET 5052 ALU/STEEL TRUSS HD 5-8 PK12 | 1 | jar | =XGETRATE("SUP1",$A4,2) | 0.083333 | =PRODUCT(C4*E4,F4) | =G4
B |  | Discount | =XGETVALUE("Discount 15%",3) | % | =SUBTOTAL(G4:G4) | 1 | =PRODUCT(C5*E5,F5) | =G5
B |  | Waste | =XGETVALUE("Waste 7.5%",3) | % | =SUBTOTAL(G4:G5) | 1 | =PRODUCT(C6*E6,F6) | =G6
B | Roofer | Roofer all types | 0.08 | hrs | =XGETRATE("LAB1",$A7,2) | 1 | =PRODUCT(C7*E7,F7) | =G7
B |  | Margin | =XGETVALUE("Builders margin",3) | % | =SUBTOTAL(G1:G7) | 1 | =PRODUCT(C8*E8,F8) | =G8
I | T26.16.121 | Parapet Cap Flashing | T26.16_WallCladding | m
B | AffinFL018 | Affinity ZNAL Parapet Cap Flashing | 1 | m | =XGETRATE("ROF",$A1,2) | 1 | =PRODUCT(C1*E1,F1) | =G1
B |  | Discount | =XGETVALUE("Discount 15%",3) | % | =SUBTOTAL(G1:G1) | 1 | =PRODUCT(C2*E2,F2) | =G2
B |  | Waste | =XGETVALUE("Waste 7.5%",3) | % | =SUBTOTAL(G1:G2) | 1 | =PRODUCT(C3*E3,F3) | =G3
B | PM_41FAS_562 | RIVET 5052 ALU/STEEL TRUSS HD 5-8 PK12 | 1 | jar | =XGETRATE("SUP1",$A4,2) | 0.083333 | =PRODUCT(C4*E4,F4) | =G4
B |  | Discount | =XGETVALUE("Discount 15%",3) | % | =SUBTOTAL(G4:G4) | 1 | =PRODUCT(C5*E5,F5) | =G5
B |  | Waste | =XGETVALUE("Waste 7.5%",3) | % | =SUBTOTAL(G4:G5) | 1 | =PRODUCT(C6*E6,F6) | =G6
B | Roofer | Roofer all types | 0.08 | hrs | =XGETRATE("LAB1",$A7,2) | 1 | =PRODUCT(C7*E7,F7) | =G7
B |  | Margin | =XGETVALUE("Builders margin",3) | % | =SUBTOTAL(G1:G7) | 1 | =PRODUCT(C8*E8,F8) | =G8
I | T26.16.125 | Vertical Joint Flashing | T26.16_WallCladding | m
B | AffinFL019 | Affinity ZNAL Vertical Joint Flashing | 1 | m | =XGETRATE("ROF",$A1,2) | 1 | =PRODUCT(C1*E1,F1) | =G1
B |  | Discount | =XGETVALUE("Discount 15%",3) | % | =SUBTOTAL(G1:G1) | 1 | =PRODUCT(C2*E2,F2) | =G2
B |  | Waste | =XGETVALUE("Waste 7.5%",3) | % | =SUBTOTAL(G1:G2) | 1 | =PRODUCT(C3*E3,F3) | =G3
B | PM_41FAS_562 | RIVET 5052 ALU/STEEL TRUSS HD 5-8 PK12 | 1 | jar | =XGETRATE("SUP1",$A4,2) | 0.083333 | =PRODUCT(C4*E4,F4) | =G4
B |  | Discount | =XGETVALUE("Discount 15%",3) | % | =SUBTOTAL(G4:G4) | 1 | =PRODUCT(C5*E5,F5) | =G5
B |  | Waste | =XGETVALUE("Waste 7.5%",3) | % | =SUBTOTAL(G4:G5) | 1 | =PRODUCT(C6*E6,F6) | =G6
B | Roofer | Roofer all types | 0.08 | hrs | =XGETRATE("LAB1",$A7,2) | 1 | =PRODUCT(C7*E7,F7) | =G7
B |  | Margin | =XGETVALUE("Builders margin",3) | % | =SUBTOTAL(G1:G7) | 1 | =PRODUCT(C8*E8,F8) | =G8
I | T26.16.129 | Inter Storey Flashing | T26.16_WallCladding | m
B | AffinFL020 | Affinity ZNAL Inter Storey Flashing | 1 | m | =XGETRATE("ROF",$A1,2) | 1 | =PRODUCT(C1*E1,F1) | =G1
B |  | Discount | =XGETVALUE("Discount 15%",3) | % | =SUBTOTAL(G1:G1) | 1 | =PRODUCT(C2*E2,F2) | =G2
B |  | Waste | =XGETVALUE("Waste 7.5%",3) | % | =SUBTOTAL(G1:G2) | 1 | =PRODUCT(C3*E3,F3) | =G3
B | PM_41FAS_562 | RIVET 5052 ALU/STEEL TRUSS HD 5-8 PK12 | 1 | jar | =XGETRATE("SUP1",$A4,2) | 0.083333 | =PRODUCT(C4*E4,F4) | =G4
B |  | Discount | =XGETVALUE("Discount 15%",3) | % | =SUBTOTAL(G4:G4) | 1 | =PRODUCT(C5*E5,F5) | =G5
B |  | Waste | =XGETVALUE("Waste 7.5%",3) | % | =SUBTOTAL(G4:G5) | 1 | =PRODUCT(C6*E6,F6) | =G6
B | Roofer | Roofer all types | 0.08 | hrs | =XGETRATE("LAB1",$A7,2) | 1 | =PRODUCT(C7*E7,F7) | =G7
B |  | Margin | =XGETVALUE("Builders margin",3) | % | =SUBTOTAL(G1:G7) | 1 | =PRODUCT(C8*E8,F8) | =G8
I | T26.16.133 | <b>COLORSTEEL<s>®</s> Maxx™</b> | T26.16_WallCladding
I | T26.16.137 | Soffit flashing | T26.16_WallCladding | m
B | AffinFL048 | Affinity MAXX Soffit Flashings | 1 | m | =XGETRATE("ROF",$A1,2) | 1 | =PRODUCT(C1*E1,F1) | =G1
B |  | Discount | =XGETVALUE("Discount 15%",3) | % | =SUBTOTAL(G1:G1) | 1 | =PRODUCT(C2*E2,F2) | =G2
B |  | Waste | =XGETVALUE("Waste 7.5%",3) | % | =SUBTOTAL(G1:G2) | 1 | =PRODUCT(C3*E3,F3) | =G3
B | PM_41FAS_562 | RIVET 5052 ALU/STEEL TRUSS HD 5-8 PK12 | 1 | jar | =XGETRATE("SUP1",$A4,2) | 0.083333 | =PRODUCT(C4*E4,F4) | =G4
B |  | Discount | =XGETVALUE("Discount 15%",3) | % | =SUBTOTAL(G4:G4) | 1 | =PRODUCT(C5*E5,F5) | =G5
B |  | Waste | =XGETVALUE("Waste 7.5%",3) | % | =SUBTOTAL(G4:G5) | 1 | =PRODUCT(C6*E6,F6) | =G6
B | Roofer | Roofer all types | 0.08 | hrs | =XGETRATE("LAB1",$A7,2) | 1 | =PRODUCT(C7*E7,F7) | =G7
B |  | Margin | =XGETVALUE("Builders margin",3) | % | =SUBTOTAL(G1:G7) | 1 | =PRODUCT(C8*E8,F8) | =G8
I | T26.16.141 | Cavity Closure Flashing | T26.16_WallCladding | m
B | AffinFL049 | Affinity MAXX Cavity Closure Flashing | 1 | m | =XGETRATE("ROF",$A1,2) | 1 | =PRODUCT(C1*E1,F1) | =G1
B |  | Discount | =XGETVALUE("Discount 15%",3) | % | =SUBTOTAL(G1:G1) | 1 | =PRODUCT(C2*E2,F2) | =G2
B |  | Waste | =XGETVALUE("Waste 7.5%",3) | % | =SUBTOTAL(G1:G2) | 1 | =PRODUCT(C3*E3,F3) | =G3
B | PM_41FAS_562 | RIVET 5052 ALU/STEEL TRUSS HD 5-8 PK12 | 1 | jar | =XGETRATE("SUP1",$A4,2) | 0.083333 | =PRODUCT(C4*E4,F4) | =G4
B |  | Discount | =XGETVALUE("Discount 15%",3) | % | =SUBTOTAL(G4:G4) | 1 | =PRODUCT(C5*E5,F5) | =G5
B |  | Waste | =XGETVALUE("Waste 7.5%",3) | % | =SUBTOTAL(G4:G5) | 1 | =PRODUCT(C6*E6,F6) | =G6
B | Roofer | Roofer all types | 0.08 | hrs | =XGETRATE("LAB1",$A7,2) | 1 | =PRODUCT(C7*E7,F7) | =G7
B |  | Margin | =XGETVALUE("Builders margin",3) | % | =SUBTOTAL(G1:G7) | 1 | =PRODUCT(C8*E8,F8) | =G8
I | T26.16.145 | External Corner Flashing | T26.16_WallCladding | m
B | AffinFL050 | Affinity MAXX External Corner Flashing | 1 | m | =XGETRATE("ROF",$A1,2) | 1 | =PRODUCT(C1*E1,F1) | =G1
B |  | Discount | =XGETVALUE("Discount 15%",3) | % | =SUBTOTAL(G1:G1) | 1 | =PRODUCT(C2*E2,F2) | =G2
B |  | Waste | =XGETVALUE("Waste 7.5%",3) | % | =SUBTOTAL(G1:G2) | 1 | =PRODUCT(C3*E3,F3) | =G3
B | PM_41FAS_562 | RIVET 5052 ALU/STEEL TRUSS HD 5-8 PK12 | 1 | jar | =XGETRATE("SUP1",$A4,2) | 0.083333 | =PRODUCT(C4*E4,F4) | =G4
B |  | Discount | =XGETVALUE("Discount 15%",3) | % | =SUBTOTAL(G4:G4) | 1 | =PRODUCT(C5*E5,F5) | =G5
B |  | Waste | =XGETVALUE("Waste 7.5%",3) | % | =SUBTOTAL(G4:G5) | 1 | =PRODUCT(C6*E6,F6) | =G6
B | Roofer | Roofer all types | 0.08 | hrs | =XGETRATE("LAB1",$A7,2) | 1 | =PRODUCT(C7*E7,F7) | =G7
B |  | Margin | =XGETVALUE("Builders margin",3) | % | =SUBTOTAL(G1:G7) | 1 | =PRODUCT(C8*E8,F8) | =G8
I | T26.16.149 | Internal Corner Flashing | T26.16_WallCladding | m
B | AffinFL051 | Affinity MAXX Internal Corner Flashing | 1 | m | =XGETRATE("ROF",$A1,2) | 1 | =PRODUCT(C1*E1,F1) | =G1
B |  | Discount | =XGETVALUE("Discount 15%",3) | % | =SUBTOTAL(G1:G1) | 1 | =PRODUCT(C2*E2,F2) | =G2
B |  | Waste | =XGETVALUE("Waste 7.5%",3) | % | =SUBTOTAL(G1:G2) | 1 | =PRODUCT(C3*E3,F3) | =G3
B | PM_41FAS_562 | RIVET 5052 ALU/STEEL TRUSS HD 5-8 PK12 | 1 | jar | =XGETRATE("SUP1",$A4,2) | 0.083333 | =PRODUCT(C4*E4,F4) | =G4
B |  | Discount | =XGETVALUE("Discount 15%",3) | % | =SUBTOTAL(G4:G4) | 1 | =PRODUCT(C5*E5,F5) | =G5
B |  | Waste | =XGETVALUE("Waste 7.5%",3) | % | =SUBTOTAL(G4:G5) | 1 | =PRODUCT(C6*E6,F6) | =G6
B | Roofer | Roofer all types | 0.08 | hrs | =XGETRATE("LAB1",$A7,2) | 1 | =PRODUCT(C7*E7,F7) | =G7
B |  | Margin | =XGETVALUE("Builders margin",3) | % | =SUBTOTAL(G1:G7) | 1 | =PRODUCT(C8*E8,F8) | =G8
I | T26.16.153 | Head Closure Flashing | T26.16_WallCladding | m
B | AffinFL052 | Affinity MAXX Head Closure Flashing | 1 | m | =XGETRATE("ROF",$A1,2) | 1 | =PRODUCT(C1*E1,F1) | =G1
B |  | Discount | =XGETVALUE("Discount 15%",3) | % | =SUBTOTAL(G1:G1) | 1 | =PRODUCT(C2*E2,F2) | =G2
B |  | Waste | =XGETVALUE("Waste 7.5%",3) | % | =SUBTOTAL(G1:G2) | 1 | =PRODUCT(C3*E3,F3) | =G3
B | PM_41FAS_562 | RIVET 5052 ALU/STEEL TRUSS HD 5-8 PK12 | 1 | jar | =XGETRATE("SUP1",$A4,2) | 0.083333 | =PRODUCT(C4*E4,F4) | =G4
B |  | Discount | =XGETVALUE("Discount 15%",3) | % | =SUBTOTAL(G4:G4) | 1 | =PRODUCT(C5*E5,F5) | =G5
B |  | Waste | =XGETVALUE("Waste 7.5%",3) | % | =SUBTOTAL(G4:G5) | 1 | =PRODUCT(C6*E6,F6) | =G6
B | Roofer | Roofer all types | 0.08 | hrs | =XGETRATE("LAB1",$A7,2) | 1 | =PRODUCT(C7*E7,F7) | =G7
B |  | Margin | =XGETVALUE("Builders margin",3) | % | =SUBTOTAL(G1:G7) | 1 | =PRODUCT(C8*E8,F8) | =G8
I | T26.16.157 | Head Flashing | T26.16_WallCladding | m
B | AffinFL053 | Affinity MAXX Head Flashing Flashing | 1 | m | =XGETRATE("ROF",$A1,2) | 1 | =PRODUCT(C1*E1,F1) | =G1
B |  | Discount | =XGETVALUE("Discount 15%",3) | % | =SUBTOTAL(G1:G1) | 1 | =PRODUCT(C2*E2,F2) | =G2
B |  | Waste | =XGETVALUE("Waste 7.5%",3) | % | =SUBTOTAL(G1:G2) | 1 | =PRODUCT(C3*E3,F3) | =G3
B | PM_41FAS_562 | RIVET 5052 ALU/STEEL TRUSS HD 5-8 PK12 | 1 | jar | =XGETRATE("SUP1",$A4,2) | 0.083333 | =PRODUCT(C4*E4,F4) | =G4
B |  | Discount | =XGETVALUE("Discount 15%",3) | % | =SUBTOTAL(G4:G4) | 1 | =PRODUCT(C5*E5,F5) | =G5
B |  | Waste | =XGETVALUE("Waste 7.5%",3) | % | =SUBTOTAL(G4:G5) | 1 | =PRODUCT(C6*E6,F6) | =G6
B | Roofer | Roofer all types | 0.08 | hrs | =XGETRATE("LAB1",$A7,2) | 1 | =PRODUCT(C7*E7,F7) | =G7
B |  | Margin | =XGETVALUE("Builders margin",3) | % | =SUBTOTAL(G1:G7) | 1 | =PRODUCT(C8*E8,F8) | =G8
I | T26.16.161 | Parapet Cap Flashing | T26.16_WallCladding | m
B | AffinFL054 | Affinity MAXX Parapet Cap Flashing | 1 | m | =XGETRATE("ROF",$A1,2) | 1 | =PRODUCT(C1*E1,F1) | =G1
B |  | Discount | =XGETVALUE("Discount 15%",3) | % | =SUBTOTAL(G1:G1) | 1 | =PRODUCT(C2*E2,F2) | =G2
B |  | Waste | =XGETVALUE("Waste 7.5%",3) | % | =SUBTOTAL(G1:G2) | 1 | =PRODUCT(C3*E3,F3) | =G3
B | PM_41FAS_562 | RIVET 5052 ALU/STEEL TRUSS HD 5-8 PK12 | 1 | jar | =XGETRATE("SUP1",$A4,2) | 0.083333 | =PRODUCT(C4*E4,F4) | =G4
B |  | Discount | =XGETVALUE("Discount 15%",3) | % | =SUBTOTAL(G4:G4) | 1 | =PRODUCT(C5*E5,F5) | =G5
B |  | Waste | =XGETVALUE("Waste 7.5%",3) | % | =SUBTOTAL(G4:G5) | 1 | =PRODUCT(C6*E6,F6) | =G6
B | Roofer | Roofer all types | 0.08 | hrs | =XGETRATE("LAB1",$A7,2) | 1 | =PRODUCT(C7*E7,F7) | =G7
B |  | Margin | =XGETVALUE("Builders margin",3) | % | =SUBTOTAL(G1:G7) | 1 | =PRODUCT(C8*E8,F8) | =G8
I | T26.16.165 | Vertical Joint Flashing | T26.16_WallCladding | m
B | AffinFL055 | Affinity MAXX Vertical Joint Flashing | 1 | m | =XGETRATE("ROF",$A1,2) | 1 | =PRODUCT(C1*E1,F1) | =G1
B |  | Discount | =XGETVALUE("Discount 15%",3) | % | =SUBTOTAL(G1:G1) | 1 | =PRODUCT(C2*E2,F2) | =G2
B |  | Waste | =XGETVALUE("Waste 7.5%",3) | % | =SUBTOTAL(G1:G2) | 1 | =PRODUCT(C3*E3,F3) | =G3
B | PM_41FAS_562 | RIVET 5052 ALU/STEEL TRUSS HD 5-8 PK12 | 1 | jar | =XGETRATE("SUP1",$A4,2) | 0.083333 | =PRODUCT(C4*E4,F4) | =G4
B |  | Discount | =XGETVALUE("Discount 15%",3) | % | =SUBTOTAL(G4:G4) | 1 | =PRODUCT(C5*E5,F5) | =G5
B |  | Waste | =XGETVALUE("Waste 7.5%",3) | % | =SUBTOTAL(G4:G5) | 1 | =PRODUCT(C6*E6,F6) | =G6
B | Roofer | Roofer all types | 0.08 | hrs | =XGETRATE("LAB1",$A7,2) | 1 | =PRODUCT(C7*E7,F7) | =G7
B |  | Margin | =XGETVALUE("Builders margin",3) | % | =SUBTOTAL(G1:G7) | 1 | =PRODUCT(C8*E8,F8) | =G8
I | T26.16.169 | Inter Storey Flashing | T26.16_WallCladding | m
B | AffinFL056 | Affinity MAXX Inter Storey Flashing | 1 | m | =XGETRATE("ROF",$A1,2) | 1 | =PRODUCT(C1*E1,F1) | =G1
B |  | Discount | =XGETVALUE("Discount 15%",3) | % | =SUBTOTAL(G1:G1) | 1 | =PRODUCT(C2*E2,F2) | =G2
B |  | Waste | =XGETVALUE("Waste 7.5%",3) | % | =SUBTOTAL(G1:G2) | 1 | =PRODUCT(C3*E3,F3) | =G3
B | PM_41FAS_562 | RIVET 5052 ALU/STEEL TRUSS HD 5-8 PK12 | 1 | jar | =XGETRATE("SUP1",$A4,2) | 0.083333 | =PRODUCT(C4*E4,F4) | =G4
B |  | Discount | =XGETVALUE("Discount 15%",3) | % | =SUBTOTAL(G4:G4) | 1 | =PRODUCT(C5*E5,F5) | =G5
B |  | Waste | =XGETVALUE("Waste 7.5%",3) | % | =SUBTOTAL(G4:G5) | 1 | =PRODUCT(C6*E6,F6) | =G6
B | Roofer | Roofer all types | 0.08 | hrs | =XGETRATE("LAB1",$A7,2) | 1 | =PRODUCT(C7*E7,F7) | =G7
B |  | Margin | =XGETVALUE("Builders margin",3) | % | =SUBTOTAL(G1:G7) | 1 | =PRODUCT(C8*E8,F8) | =G8
I | T26.16.173 | Insulated wall panels, | T26.16_WallCladding
I | T26.16.177 | Translucent sheet corrugated profile, | T26.16_WallCladding
I | T26.17.001 | Roof Windows and Rooflights | T26.17_Rooflights_Adlux
I | T26.17.005 | All Adlux roof lights include acrylic dome and ZINCALUME<s>®</s> base, flashings and upstand, and are fixed to metal roof. | T26.17_Rooflights_Adlux
I | T26.17.009 | Overall sizes given. | T26.17_Rooflights_Adlux
I | T26.17.037 | <b>Low Profile Domed Rooflight</b> | T26.17_Rooflights_Adlux
I | T26.17.041 | Passive Venting, single dome | T26.17_Rooflights_Adlux
I | T26.17.045 | 610mm x 610mm | T26.17_Rooflights_Adlux | No
B | LPv430SD | 610*610 Low Profile dome, Single dome, Fixed Venting | 1 | each | =XGETRATE("ROF",$A1,2) | 1 | =PRODUCT(C1*E1,F1) | =G1
B |  | Discount | =XGETVALUE("Discount 10%",3) | % | =SUBTOTAL(G1:G1) | 1 | =PRODUCT(C2*E2,F2) | =G2
B |  | Waste | =XGETVALUE("Waste 2.5%",3) | % | =SUBTOTAL(G1:G2) | 1 | =PRODUCT(C3*E3,F3) | =G3
B | LPv430FL | 610*610 Low Profile dome Flash | 1 | each | =XGETRATE("ROF",$A4,2) | 1 | =PRODUCT(C4*E4,F4) | =G4
B |  | Discount | =XGETVALUE("Discount 10%",3) | % | =SUBTOTAL(G4:G4) | 1 | =PRODUCT(C5*E5,F5) | =G5
B |  | Waste | =XGETVALUE("Waste 2.5%",3) | % | =SUBTOTAL(G4:G5) | 1 | =PRODUCT(C6*E6,F6) | =G6
B | AdluxFreight1 | Freight zone and size 1 | 1 | each | =XGETRATE("ROF",$A7,2) | 1 | =PRODUCT(C7*E7,F7) | =G7
B | PM_41FAS_493 | SCREW T17 HEX 14G 75MM CL4-B8 NEO 100PK | 6 | jar | =XGETRATE("SUP1",$A8,2) | 0.01 | =PRODUCT(C8*E8,F8) | =G8
B |  | Discount | =XGETVALUE("Discount 10%",3) | % | =SUBTOTAL(G8:G8) | 1 | =PRODUCT(C9*E9,F9) | =G9
B |  | Waste | =XGETVALUE("Waste 2.5%",3) | % | =SUBTOTAL(G8:G9) | 1 | =PRODUCT(C10*E10,F10) | =G10
B | Roofer | Roofer all types | 2.5 | hrs | =XGETRATE("LAB1",$A11,2) | 1 | =PRODUCT(C11*E11,F11) | =G11
B |  | Margin | =XGETVALUE("Builders margin",3) | % | =SUBTOTAL(G1:G11) | 1 | =PRODUCT(C12*E12,F12) | =G12
I | T26.17.049 | 905mm x 905mm | T26.17_Rooflights_Adlux | No
B | LPv725SD | 905*905 Low Profile dome, Single dome, Fixed Venting | 1 | each | =XGETRATE("ROF",$A1,2) | 1 | =PRODUCT(C1*E1,F1) | =G1
B |  | Discount | =XGETVALUE("Discount 10%",3) | % | =SUBTOTAL(G1:G1) | 1 | =PRODUCT(C2*E2,F2) | =G2
B |  | Waste | =XGETVALUE("Waste 2.5%",3) | % | =SUBTOTAL(G1:G2) | 1 | =PRODUCT(C3*E3,F3) | =G3
B | LPv725FL | 905*905 Low Profile dome Flash | 1 | each | =XGETRATE("ROF",$A4,2) | 1 | =PRODUCT(C4*E4,F4) | =G4
B |  | Discount | =XGETVALUE("Discount 10%",3) | % | =SUBTOTAL(G4:G4) | 1 | =PRODUCT(C5*E5,F5) | =G5
B |  | Waste | =XGETVALUE("Waste 2.5%",3) | % | =SUBTOTAL(G4:G5) | 1 | =PRODUCT(C6*E6,F6) | =G6
B | AdluxFreight1 | Freight zone and size 1 | 1 | each | =XGETRATE("ROF",$A7,2) | 1 | =PRODUCT(C7*E7,F7) | =G7
B | PM_41FAS_493 | SCREW T17 HEX 14G 75MM CL4-B8 NEO 100PK | 6 | jar | =XGETRATE("SUP1",$A8,2) | 0.01 | =PRODUCT(C8*E8,F8) | =G8
B |  | Discount | =XGETVALUE("Discount 10%",3) | % | =SUBTOTAL(G8:G8) | 1 | =PRODUCT(C9*E9,F9) | =G9
B |  | Waste | =XGETVALUE("Waste 2.5%",3) | % | =SUBTOTAL(G8:G9) | 1 | =PRODUCT(C10*E10,F10) | =G10
B | Roofer | Roofer all types | 2.5 | hrs | =XGETRATE("LAB1",$A11,2) | 1 | =PRODUCT(C11*E11,F11) | =G11
B |  | Margin | =XGETVALUE("Builders margin",3) | % | =SUBTOTAL(G1:G11) | 1 | =PRODUCT(C12*E12,F12) | =G12
I | T26.17.053 | 1180mm x 1180mm | T26.17_Rooflights_Adlux | No
B | LPv1000SD | 1180*1180 Low Profile dome, Single dome, Fixed Venting | 1 | each | =XGETRATE("ROF",$A1,2) | 1 | =PRODUCT(C1*E1,F1) | =G1
B |  | Discount | =XGETVALUE("Discount 10%",3) | % | =SUBTOTAL(G1:G1) | 1 | =PRODUCT(C2*E2,F2) | =G2
B |  | Waste | =XGETVALUE("Waste 2.5%",3) | % | =SUBTOTAL(G1:G2) | 1 | =PRODUCT(C3*E3,F3) | =G3
B | LPv1000FL | 1180*1180 Low Profile dome Flash | 1 | each | =XGETRATE("ROF",$A4,2) | 1 | =PRODUCT(C4*E4,F4) | =G4
B |  | Discount | =XGETVALUE("Discount 10%",3) | % | =SUBTOTAL(G4:G4) | 1 | =PRODUCT(C5*E5,F5) | =G5
B |  | Waste | =XGETVALUE("Waste 2.5%",3) | % | =SUBTOTAL(G4:G5) | 1 | =PRODUCT(C6*E6,F6) | =G6
B | AdluxFreight1 | Freight zone and size 1 | 1 | each | =XGETRATE("ROF",$A7,2) | 1 | =PRODUCT(C7*E7,F7) | =G7
B | PM_41FAS_493 | SCREW T17 HEX 14G 75MM CL4-B8 NEO 100PK | 6 | jar | =XGETRATE("SUP1",$A8,2) | 0.01 | =PRODUCT(C8*E8,F8) | =G8
B |  | Discount | =XGETVALUE("Discount 10%",3) | % | =SUBTOTAL(G8:G8) | 1 | =PRODUCT(C9*E9,F9) | =G9
B |  | Waste | =XGETVALUE("Waste 2.5%",3) | % | =SUBTOTAL(G8:G9) | 1 | =PRODUCT(C10*E10,F10) | =G10
B | Roofer | Roofer all types | 2.5 | hrs | =XGETRATE("LAB1",$A11,2) | 1 | =PRODUCT(C11*E11,F11) | =G11
B |  | Margin | =XGETVALUE("Builders margin",3) | % | =SUBTOTAL(G1:G11) | 1 | =PRODUCT(C12*E12,F12) | =G12
I | T26.17.057 | 1180mm x 905mm | T26.17_Rooflights_Adlux | No
B | LPv1072SD | 1180*905 Low Profile dome, Single dome, Fixed Venting | 1 | each | =XGETRATE("ROF",$A1,2) | 1 | =PRODUCT(C1*E1,F1) | =G1
B |  | Discount | =XGETVALUE("Discount 10%",3) | % | =SUBTOTAL(G1:G1) | 1 | =PRODUCT(C2*E2,F2) | =G2
B |  | Waste | =XGETVALUE("Waste 2.5%",3) | % | =SUBTOTAL(G1:G2) | 1 | =PRODUCT(C3*E3,F3) | =G3
B | LPv1072FL | 1180*905 Low Profile dome Flash | 1 | each | =XGETRATE("ROF",$A4,2) | 1 | =PRODUCT(C4*E4,F4) | =G4
B |  | Discount | =XGETVALUE("Discount 10%",3) | % | =SUBTOTAL(G4:G4) | 1 | =PRODUCT(C5*E5,F5) | =G5
B |  | Waste | =XGETVALUE("Waste 2.5%",3) | % | =SUBTOTAL(G4:G5) | 1 | =PRODUCT(C6*E6,F6) | =G6
B | AdluxFreight1 | Freight zone and size 1 | 1 | each | =XGETRATE("ROF",$A7,2) | 1 | =PRODUCT(C7*E7,F7) | =G7
B | PM_41FAS_493 | SCREW T17 HEX 14G 75MM CL4-B8 NEO 100PK | 6 | jar | =XGETRATE("SUP1",$A8,2) | 0.01 | =PRODUCT(C8*E8,F8) | =G8
B |  | Discount | =XGETVALUE("Discount 10%",3) | % | =SUBTOTAL(G8:G8) | 1 | =PRODUCT(C9*E9,F9) | =G9
B |  | Waste | =XGETVALUE("Waste 2.5%",3) | % | =SUBTOTAL(G8:G9) | 1 | =PRODUCT(C10*E10,F10) | =G10
B | Roofer | Roofer all types | 2.5 | hrs | =XGETRATE("LAB1",$A11,2) | 1 | =PRODUCT(C11*E11,F11) | =G11
B |  | Margin | =XGETVALUE("Builders margin",3) | % | =SUBTOTAL(G1:G11) | 1 | =PRODUCT(C12*E12,F12) | =G12
I | T26.17.065 | 820mm x 820mm | T26.17_Rooflights_Adlux | No
B | LPv600SD | 820*820 Low Profile dome, Single dome, Fixed Venting | 1 | each | =XGETRATE("ROF",$A1,2) | 1 | =PRODUCT(C1*E1,F1) | =G1
B |  | Discount | =XGETVALUE("Discount 10%",3) | % | =SUBTOTAL(G1:G1) | 1 | =PRODUCT(C2*E2,F2) | =G2
B |  | Waste | =XGETVALUE("Waste 2.5%",3) | % | =SUBTOTAL(G1:G2) | 1 | =PRODUCT(C3*E3,F3) | =G3
B | LPv600FL | 820*820 Low Profile dome Flash | 1 | each | =XGETRATE("ROF",$A4,2) | 1 | =PRODUCT(C4*E4,F4) | =G4
B |  | Discount | =XGETVALUE("Discount 10%",3) | % | =SUBTOTAL(G4:G4) | 1 | =PRODUCT(C5*E5,F5) | =G5
B |  | Waste | =XGETVALUE("Waste 2.5%",3) | % | =SUBTOTAL(G4:G5) | 1 | =PRODUCT(C6*E6,F6) | =G6
B | AdluxFreight1 | Freight zone and size 1 | 1 | each | =XGETRATE("ROF",$A7,2) | 1 | =PRODUCT(C7*E7,F7) | =G7
B | PM_41FAS_493 | SCREW T17 HEX 14G 75MM CL4-B8 NEO 100PK | 6 | jar | =XGETRATE("SUP1",$A8,2) | 0.01 | =PRODUCT(C8*E8,F8) | =G8
B |  | Discount | =XGETVALUE("Discount 10%",3) | % | =SUBTOTAL(G8:G8) | 1 | =PRODUCT(C9*E9,F9) | =G9
B |  | Waste | =XGETVALUE("Waste 2.5%",3) | % | =SUBTOTAL(G8:G9) | 1 | =PRODUCT(C10*E10,F10) | =G10
B | Roofer | Roofer all types | 2.5 | hrs | =XGETRATE("LAB1",$A11,2) | 1 | =PRODUCT(C11*E11,F11) | =G11
B |  | Margin | =XGETVALUE("Builders margin",3) | % | =SUBTOTAL(G1:G11) | 1 | =PRODUCT(C12*E12,F12) | =G12
I | T26.17.069 | 905mm x 610mm | T26.17_Rooflights_Adlux | No
B | LPv743SD | 905*610 Low Profile dome, Single dome, Fixed Venting | 1 | each | =XGETRATE("ROF",$A1,2) | 1 | =PRODUCT(C1*E1,F1) | =G1
B |  | Discount | =XGETVALUE("Discount 10%",3) | % | =SUBTOTAL(G1:G1) | 1 | =PRODUCT(C2*E2,F2) | =G2
B |  | Waste | =XGETVALUE("Waste 2.5%",3) | % | =SUBTOTAL(G1:G2) | 1 | =PRODUCT(C3*E3,F3) | =G3
B | LPv743FL | 905*610 Low Profile dome Flash | 1 | each | =XGETRATE("ROF",$A4,2) | 1 | =PRODUCT(C4*E4,F4) | =G4
B |  | Discount | =XGETVALUE("Discount 10%",3) | % | =SUBTOTAL(G4:G4) | 1 | =PRODUCT(C5*E5,F5) | =G5
B |  | Waste | =XGETVALUE("Waste 2.5%",3) | % | =SUBTOTAL(G4:G5) | 1 | =PRODUCT(C6*E6,F6) | =G6
B | AdluxFreight1 | Freight zone and size 1 | 1 | each | =XGETRATE("ROF",$A7,2) | 1 | =PRODUCT(C7*E7,F7) | =G7
B | PM_41FAS_493 | SCREW T17 HEX 14G 75MM CL4-B8 NEO 100PK | 6 | jar | =XGETRATE("SUP1",$A8,2) | 0.01 | =PRODUCT(C8*E8,F8) | =G8
B |  | Discount | =XGETVALUE("Discount 10%",3) | % | =SUBTOTAL(G8:G8) | 1 | =PRODUCT(C9*E9,F9) | =G9
B |  | Waste | =XGETVALUE("Waste 2.5%",3) | % | =SUBTOTAL(G8:G9) | 1 | =PRODUCT(C10*E10,F10) | =G10
B | Roofer | Roofer all types | 2.5 | hrs | =XGETRATE("LAB1",$A11,2) | 1 | =PRODUCT(C11*E11,F11) | =G11
B |  | Margin | =XGETVALUE("Builders margin",3) | % | =SUBTOTAL(G1:G11) | 1 | =PRODUCT(C12*E12,F12) | =G12
I | T26.17.073 | 995mm x 995mm | T26.17_Rooflights_Adlux | No
B | LPv815SD | 995*995 Low Profile dome, Single dome, Fixed Venting | 1 | each | =XGETRATE("ROF",$A1,2) | 1 | =PRODUCT(C1*E1,F1) | =G1
B |  | Discount | =XGETVALUE("Discount 10%",3) | % | =SUBTOTAL(G1:G1) | 1 | =PRODUCT(C2*E2,F2) | =G2
B |  | Waste | =XGETVALUE("Waste 2.5%",3) | % | =SUBTOTAL(G1:G2) | 1 | =PRODUCT(C3*E3,F3) | =G3
B | LPv815FL | 995*995 Low Profile dome Flash | 1 | each | =XGETRATE("ROF",$A4,2) | 1 | =PRODUCT(C4*E4,F4) | =G4
B |  | Discount | =XGETVALUE("Discount 10%",3) | % | =SUBTOTAL(G4:G4) | 1 | =PRODUCT(C5*E5,F5) | =G5
B |  | Waste | =XGETVALUE("Waste 2.5%",3) | % | =SUBTOTAL(G4:G5) | 1 | =PRODUCT(C6*E6,F6) | =G6
B | AdluxFreight1 | Freight zone and size 1 | 1 | each | =XGETRATE("ROF",$A7,2) | 1 | =PRODUCT(C7*E7,F7) | =G7
B | PM_41FAS_493 | SCREW T17 HEX 14G 75MM CL4-B8 NEO 100PK | 6 | jar | =XGETRATE("SUP1",$A8,2) | 0.01 | =PRODUCT(C8*E8,F8) | =G8
B |  | Discount | =XGETVALUE("Discount 10%",3) | % | =SUBTOTAL(G8:G8) | 1 | =PRODUCT(C9*E9,F9) | =G9
B |  | Waste | =XGETVALUE("Waste 2.5%",3) | % | =SUBTOTAL(G8:G9) | 1 | =PRODUCT(C10*E10,F10) | =G10
B | Roofer | Roofer all types | 2.5 | hrs | =XGETRATE("LAB1",$A11,2) | 1 | =PRODUCT(C11*E11,F11) | =G11
B |  | Margin | =XGETVALUE("Builders margin",3) | % | =SUBTOTAL(G1:G11) | 1 | =PRODUCT(C12*E12,F12) | =G12
I | T26.17.077 | 1180mm x 610mm | T26.17_Rooflights_Adlux | No
B | LPv1043SD | 1180*610 Low Profile dome, Single dome, Fixed Venting | 1 | each | =XGETRATE("ROF",$A1,2) | 1 | =PRODUCT(C1*E1,F1) | =G1
B |  | Discount | =XGETVALUE("Discount 10%",3) | % | =SUBTOTAL(G1:G1) | 1 | =PRODUCT(C2*E2,F2) | =G2
B |  | Waste | =XGETVALUE("Waste 2.5%",3) | % | =SUBTOTAL(G1:G2) | 1 | =PRODUCT(C3*E3,F3) | =G3
B | LPv1043FL | 1180*610 Low Profile dome Flash | 1 | each | =XGETRATE("ROF",$A4,2) | 1 | =PRODUCT(C4*E4,F4) | =G4
B |  | Discount | =XGETVALUE("Discount 10%",3) | % | =SUBTOTAL(G4:G4) | 1 | =PRODUCT(C5*E5,F5) | =G5
B |  | Waste | =XGETVALUE("Waste 2.5%",3) | % | =SUBTOTAL(G4:G5) | 1 | =PRODUCT(C6*E6,F6) | =G6
B | AdluxFreight1 | Freight zone and size 1 | 1 | each | =XGETRATE("ROF",$A7,2) | 1 | =PRODUCT(C7*E7,F7) | =G7
B | PM_41FAS_493 | SCREW T17 HEX 14G 75MM CL4-B8 NEO 100PK | 6 | jar | =XGETRATE("SUP1",$A8,2) | 0.01 | =PRODUCT(C8*E8,F8) | =G8
B |  | Discount | =XGETVALUE("Discount 10%",3) | % | =SUBTOTAL(G8:G8) | 1 | =PRODUCT(C9*E9,F9) | =G9
B |  | Waste | =XGETVALUE("Waste 2.5%",3) | % | =SUBTOTAL(G8:G9) | 1 | =PRODUCT(C10*E10,F10) | =G10
B | Roofer | Roofer all types | 2.5 | hrs | =XGETRATE("LAB1",$A11,2) | 1 | =PRODUCT(C11*E11,F11) | =G11
B |  | Margin | =XGETVALUE("Builders margin",3) | % | =SUBTOTAL(G1:G11) | 1 | =PRODUCT(C12*E12,F12) | =G12
I | T26.17.081 | Non-ventilating, single dome | T26.17_Rooflights_Adlux
I | T26.17.085 | 610mm x 610mm | T26.17_Rooflights_Adlux | No
B | LP430SD | 610*610 Low Profile dome, Single dome, Non Vent | 1 | each | =XGETRATE("ROF",$A1,2) | 1 | =PRODUCT(C1*E1,F1) | =G1
B |  | Discount | =XGETVALUE("Discount 10%",3) | % | =SUBTOTAL(G1:G1) | 1 | =PRODUCT(C2*E2,F2) | =G2
B |  | Waste | =XGETVALUE("Waste 2.5%",3) | % | =SUBTOTAL(G1:G2) | 1 | =PRODUCT(C3*E3,F3) | =G3
B | LPv430FL | 610*610 Low Profile dome Flash | 1 | each | =XGETRATE("ROF",$A4,2) | 1 | =PRODUCT(C4*E4,F4) | =G4
B |  | Discount | =XGETVALUE("Discount 10%",3) | % | =SUBTOTAL(G4:G4) | 1 | =PRODUCT(C5*E5,F5) | =G5
B |  | Waste | =XGETVALUE("Waste 2.5%",3) | % | =SUBTOTAL(G4:G5) | 1 | =PRODUCT(C6*E6,F6) | =G6
B | AdluxFreight1 | Freight zone and size 1 | 1 | each | =XGETRATE("ROF",$A7,2) | 1 | =PRODUCT(C7*E7,F7) | =G7
B | PM_41FAS_493 | SCREW T17 HEX 14G 75MM CL4-B8 NEO 100PK | 6 | jar | =XGETRATE("SUP1",$A8,2) | 0.01 | =PRODUCT(C8*E8,F8) | =G8
B |  | Discount | =XGETVALUE("Discount 10%",3) | % | =SUBTOTAL(G8:G8) | 1 | =PRODUCT(C9*E9,F9) | =G9
B |  | Waste | =XGETVALUE("Waste 2.5%",3) | % | =SUBTOTAL(G8:G9) | 1 | =PRODUCT(C10*E10,F10) | =G10
B | Roofer | Roofer all types | 2.5 | hrs | =XGETRATE("LAB1",$A11,2) | 1 | =PRODUCT(C11*E11,F11) | =G11
B |  | Margin | =XGETVALUE("Builders margin",3) | % | =SUBTOTAL(G1:G11) | 1 | =PRODUCT(C12*E12,F12) | =G12
I | T26.17.089 | 905mm x 905mm | T26.17_Rooflights_Adlux | No
B | LP725SD | 905*905 Low Profile dome, Single dome, Non Vent | 1 | each | =XGETRATE("ROF",$A1,2) | 1 | =PRODUCT(C1*E1,F1) | =G1
B |  | Discount | =XGETVALUE("Discount 10%",3) | % | =SUBTOTAL(G1:G1) | 1 | =PRODUCT(C2*E2,F2) | =G2
B |  | Waste | =XGETVALUE("Waste 2.5%",3) | % | =SUBTOTAL(G1:G2) | 1 | =PRODUCT(C3*E3,F3) | =G3
B | LPv725FL | 905*905 Low Profile dome Flash | 1 | each | =XGETRATE("ROF",$A4,2) | 1 | =PRODUCT(C4*E4,F4) | =G4
B |  | Discount | =XGETVALUE("Discount 10%",3) | % | =SUBTOTAL(G4:G4) | 1 | =PRODUCT(C5*E5,F5) | =G5
B |  | Waste | =XGETVALUE("Waste 2.5%",3) | % | =SUBTOTAL(G4:G5) | 1 | =PRODUCT(C6*E6,F6) | =G6
B | AdluxFreight1 | Freight zone and size 1 | 1 | each | =XGETRATE("ROF",$A7,2) | 1 | =PRODUCT(C7*E7,F7) | =G7
B | PM_41FAS_493 | SCREW T17 HEX 14G 75MM CL4-B8 NEO 100PK | 6 | jar | =XGETRATE("SUP1",$A8,2) | 0.01 | =PRODUCT(C8*E8,F8) | =G8
B |  | Discount | =XGETVALUE("Discount 10%",3) | % | =SUBTOTAL(G8:G8) | 1 | =PRODUCT(C9*E9,F9) | =G9
B |  | Waste | =XGETVALUE("Waste 2.5%",3) | % | =SUBTOTAL(G8:G9) | 1 | =PRODUCT(C10*E10,F10) | =G10
B | Roofer | Roofer all types | 2.5 | hrs | =XGETRATE("LAB1",$A11,2) | 1 | =PRODUCT(C11*E11,F11) | =G11
B |  | Margin | =XGETVALUE("Builders margin",3) | % | =SUBTOTAL(G1:G11) | 1 | =PRODUCT(C12*E12,F12) | =G12
I | T26.17.093 | 1180mm x 1180mm | T26.17_Rooflights_Adlux | No
B | LP1000SD | 1180*1180 Low Profile dome, Single dome, Non Vent | 1 | each | =XGETRATE("ROF",$A1,2) | 1 | =PRODUCT(C1*E1,F1) | =G1
B |  | Discount | =XGETVALUE("Discount 10%",3) | % | =SUBTOTAL(G1:G1) | 1 | =PRODUCT(C2*E2,F2) | =G2
B |  | Waste | =XGETVALUE("Waste 2.5%",3) | % | =SUBTOTAL(G1:G2) | 1 | =PRODUCT(C3*E3,F3) | =G3
B | LPv1000FL | 1180*1180 Low Profile dome Flash | 1 | each | =XGETRATE("ROF",$A4,2) | 1 | =PRODUCT(C4*E4,F4) | =G4
B |  | Discount | =XGETVALUE("Discount 10%",3) | % | =SUBTOTAL(G4:G4) | 1 | =PRODUCT(C5*E5,F5) | =G5
B |  | Waste | =XGETVALUE("Waste 2.5%",3) | % | =SUBTOTAL(G4:G5) | 1 | =PRODUCT(C6*E6,F6) | =G6
B | AdluxFreight1 | Freight zone and size 1 | 1 | each | =XGETRATE("ROF",$A7,2) | 1 | =PRODUCT(C7*E7,F7) | =G7
B | PM_41FAS_493 | SCREW T17 HEX 14G 75MM CL4-B8 NEO 100PK | 6 | jar | =XGETRATE("SUP1",$A8,2) | 0.01 | =PRODUCT(C8*E8,F8) | =G8
B |  | Discount | =XGETVALUE("Discount 10%",3) | % | =SUBTOTAL(G8:G8) | 1 | =PRODUCT(C9*E9,F9) | =G9
B |  | Waste | =XGETVALUE("Waste 2.5%",3) | % | =SUBTOTAL(G8:G9) | 1 | =PRODUCT(C10*E10,F10) | =G10
B | Roofer | Roofer all types | 2.5 | hrs | =XGETRATE("LAB1",$A11,2) | 1 | =PRODUCT(C11*E11,F11) | =G11
B |  | Margin | =XGETVALUE("Builders margin",3) | % | =SUBTOTAL(G1:G11) | 1 | =PRODUCT(C12*E12,F12) | =G12
I | T26.17.097 | 1180mm x 905mm | T26.17_Rooflights_Adlux | No
B | LP1072SD | 1180*905 Low Profile dome, Single dome, Non Vent | 1 | each | =XGETRATE("ROF",$A1,2) | 1 | =PRODUCT(C1*E1,F1) | =G1
B |  | Discount | =XGETVALUE("Discount 10%",3) | % | =SUBTOTAL(G1:G1) | 1 | =PRODUCT(C2*E2,F2) | =G2
B |  | Waste | =XGETVALUE("Waste 2.5%",3) | % | =SUBTOTAL(G1:G2) | 1 | =PRODUCT(C3*E3,F3) | =G3
B | LPv1072FL | 1180*905 Low Profile dome Flash | 1 | each | =XGETRATE("ROF",$A4,2) | 1 | =PRODUCT(C4*E4,F4) | =G4
B |  | Discount | =XGETVALUE("Discount 10%",3) | % | =SUBTOTAL(G4:G4) | 1 | =PRODUCT(C5*E5,F5) | =G5
B |  | Waste | =XGETVALUE("Waste 2.5%",3) | % | =SUBTOTAL(G4:G5) | 1 | =PRODUCT(C6*E6,F6) | =G6
B | AdluxFreight1 | Freight zone and size 1 | 1 | each | =XGETRATE("ROF",$A7,2) | 1 | =PRODUCT(C7*E7,F7) | =G7
B | PM_41FAS_493 | SCREW T17 HEX 14G 75MM CL4-B8 NEO 100PK | 6 | jar | =XGETRATE("SUP1",$A8,2) | 0.01 | =PRODUCT(C8*E8,F8) | =G8
B |  | Discount | =XGETVALUE("Discount 10%",3) | % | =SUBTOTAL(G8:G8) | 1 | =PRODUCT(C9*E9,F9) | =G9
B |  | Waste | =XGETVALUE("Waste 2.5%",3) | % | =SUBTOTAL(G8:G9) | 1 | =PRODUCT(C10*E10,F10) | =G10
B | Roofer | Roofer all types | 2.5 | hrs | =XGETRATE("LAB1",$A11,2) | 1 | =PRODUCT(C11*E11,F11) | =G11
B |  | Margin | =XGETVALUE("Builders margin",3) | % | =SUBTOTAL(G1:G11) | 1 | =PRODUCT(C12*E12,F12) | =G12
I | T26.17.105 | 820mm x 820mm | T26.17_Rooflights_Adlux | No
B | LP600SD | 820*820 Low Profile dome, Single dome, Non Vent | 1 | each | =XGETRATE("ROF",$A1,2) | 1 | =PRODUCT(C1*E1,F1) | =G1
B |  | Discount | =XGETVALUE("Discount 10%",3) | % | =SUBTOTAL(G1:G1) | 1 | =PRODUCT(C2*E2,F2) | =G2
B |  | Waste | =XGETVALUE("Waste 2.5%",3) | % | =SUBTOTAL(G1:G2) | 1 | =PRODUCT(C3*E3,F3) | =G3
B | LPv600FL | 820*820 Low Profile dome Flash | 1 | each | =XGETRATE("ROF",$A4,2) | 1 | =PRODUCT(C4*E4,F4) | =G4
B |  | Discount | =XGETVALUE("Discount 10%",3) | % | =SUBTOTAL(G4:G4) | 1 | =PRODUCT(C5*E5,F5) | =G5
B |  | Waste | =XGETVALUE("Waste 2.5%",3) | % | =SUBTOTAL(G4:G5) | 1 | =PRODUCT(C6*E6,F6) | =G6
B | AdluxFreight1 | Freight zone and size 1 | 1 | each | =XGETRATE("ROF",$A7,2) | 1 | =PRODUCT(C7*E7,F7) | =G7
B | PM_41FAS_493 | SCREW T17 HEX 14G 75MM CL4-B8 NEO 100PK | 6 | jar | =XGETRATE("SUP1",$A8,2) | 0.01 | =PRODUCT(C8*E8,F8) | =G8
B |  | Discount | =XGETVALUE("Discount 10%",3) | % | =SUBTOTAL(G8:G8) | 1 | =PRODUCT(C9*E9,F9) | =G9
B |  | Waste | =XGETVALUE("Waste 2.5%",3) | % | =SUBTOTAL(G8:G9) | 1 | =PRODUCT(C10*E10,F10) | =G10
B | Roofer | Roofer all types | 2.5 | hrs | =XGETRATE("LAB1",$A11,2) | 1 | =PRODUCT(C11*E11,F11) | =G11
B |  | Margin | =XGETVALUE("Builders margin",3) | % | =SUBTOTAL(G1:G11) | 1 | =PRODUCT(C12*E12,F12) | =G12
I | T26.17.109 | 905mm x 610mm | T26.17_Rooflights_Adlux | No
B | LP743SD | 905*610 Low Profile dome, Single dome, Non Vent | 1 | each | =XGETRATE("ROF",$A1,2) | 1 | =PRODUCT(C1*E1,F1) | =G1
B |  | Discount | =XGETVALUE("Discount 10%",3) | % | =SUBTOTAL(G1:G1) | 1 | =PRODUCT(C2*E2,F2) | =G2
B |  | Waste | =XGETVALUE("Waste 2.5%",3) | % | =SUBTOTAL(G1:G2) | 1 | =PRODUCT(C3*E3,F3) | =G3
B | LPv743FL | 905*610 Low Profile dome Flash | 1 | each | =XGETRATE("ROF",$A4,2) | 1 | =PRODUCT(C4*E4,F4) | =G4
B |  | Discount | =XGETVALUE("Discount 10%",3) | % | =SUBTOTAL(G4:G4) | 1 | =PRODUCT(C5*E5,F5) | =G5
B |  | Waste | =XGETVALUE("Waste 2.5%",3) | % | =SUBTOTAL(G4:G5) | 1 | =PRODUCT(C6*E6,F6) | =G6
B | AdluxFreight1 | Freight zone and size 1 | 1 | each | =XGETRATE("ROF",$A7,2) | 1 | =PRODUCT(C7*E7,F7) | =G7
B | PM_41FAS_493 | SCREW T17 HEX 14G 75MM CL4-B8 NEO 100PK | 6 | jar | =XGETRATE("SUP1",$A8,2) | 0.01 | =PRODUCT(C8*E8,F8) | =G8
B |  | Discount | =XGETVALUE("Discount 10%",3) | % | =SUBTOTAL(G8:G8) | 1 | =PRODUCT(C9*E9,F9) | =G9
B |  | Waste | =XGETVALUE("Waste 2.5%",3) | % | =SUBTOTAL(G8:G9) | 1 | =PRODUCT(C10*E10,F10) | =G10
B | Roofer | Roofer all types | 2.5 | hrs | =XGETRATE("LAB1",$A11,2) | 1 | =PRODUCT(C11*E11,F11) | =G11
B |  | Margin | =XGETVALUE("Builders margin",3) | % | =SUBTOTAL(G1:G11) | 1 | =PRODUCT(C12*E12,F12) | =G12
I | T26.17.113 | 995mm x 995mm | T26.17_Rooflights_Adlux | No
B | LP815SD | 995*995 Low Profile dome, Single dome, Non Vent | 1 | each | =XGETRATE("ROF",$A1,2) | 1 | =PRODUCT(C1*E1,F1) | =G1
B |  | Discount | =XGETVALUE("Discount 10%",3) | % | =SUBTOTAL(G1:G1) | 1 | =PRODUCT(C2*E2,F2) | =G2
B |  | Waste | =XGETVALUE("Waste 2.5%",3) | % | =SUBTOTAL(G1:G2) | 1 | =PRODUCT(C3*E3,F3) | =G3
B | LPv815FL | 995*995 Low Profile dome Flash | 1 | each | =XGETRATE("ROF",$A4,2) | 1 | =PRODUCT(C4*E4,F4) | =G4
B |  | Discount | =XGETVALUE("Discount 10%",3) | % | =SUBTOTAL(G4:G4) | 1 | =PRODUCT(C5*E5,F5) | =G5
B |  | Waste | =XGETVALUE("Waste 2.5%",3) | % | =SUBTOTAL(G4:G5) | 1 | =PRODUCT(C6*E6,F6) | =G6
B | AdluxFreight1 | Freight zone and size 1 | 1 | each | =XGETRATE("ROF",$A7,2) | 1 | =PRODUCT(C7*E7,F7) | =G7
B | PM_41FAS_493 | SCREW T17 HEX 14G 75MM CL4-B8 NEO 100PK | 6 | jar | =XGETRATE("SUP1",$A8,2) | 0.01 | =PRODUCT(C8*E8,F8) | =G8
B |  | Discount | =XGETVALUE("Discount 10%",3) | % | =SUBTOTAL(G8:G8) | 1 | =PRODUCT(C9*E9,F9) | =G9
B |  | Waste | =XGETVALUE("Waste 2.5%",3) | % | =SUBTOTAL(G8:G9) | 1 | =PRODUCT(C10*E10,F10) | =G10
B | Roofer | Roofer all types | 2.5 | hrs | =XGETRATE("LAB1",$A11,2) | 1 | =PRODUCT(C11*E11,F11) | =G11
B |  | Margin | =XGETVALUE("Builders margin",3) | % | =SUBTOTAL(G1:G11) | 1 | =PRODUCT(C12*E12,F12) | =G12
I | T26.17.117 | 1180mm x 610mm | T26.17_Rooflights_Adlux | No
B | LP1043SD | 1180*610 Low Profile dome, Single dome, Non Vent | 1 | each | =XGETRATE("ROF",$A1,2) | 1 | =PRODUCT(C1*E1,F1) | =G1
B |  | Discount | =XGETVALUE("Discount 10%",3) | % | =SUBTOTAL(G1:G1) | 1 | =PRODUCT(C2*E2,F2) | =G2
B |  | Waste | =XGETVALUE("Waste 2.5%",3) | % | =SUBTOTAL(G1:G2) | 1 | =PRODUCT(C3*E3,F3) | =G3
B | LPv1072FL | 1180*610 Low Profile dome Flash | 1 | each | =XGETRATE("ROF",$A4,2) | 1 | =PRODUCT(C4*E4,F4) | =G4
B |  | Discount | =XGETVALUE("Discount 10%",3) | % | =SUBTOTAL(G4:G4) | 1 | =PRODUCT(C5*E5,F5) | =G5
B |  | Waste | =XGETVALUE("Waste 2.5%",3) | % | =SUBTOTAL(G4:G5) | 1 | =PRODUCT(C6*E6,F6) | =G6
B | AdluxFreight1 | Freight zone and size 1 | 1 | each | =XGETRATE("ROF",$A7,2) | 1 | =PRODUCT(C7*E7,F7) | =G7
B | PM_41FAS_493 | SCREW T17 HEX 14G 75MM CL4-B8 NEO 100PK | 6 | jar | =XGETRATE("SUP1",$A8,2) | 0.01 | =PRODUCT(C8*E8,F8) | =G8
B |  | Discount | =XGETVALUE("Discount 10%",3) | % | =SUBTOTAL(G8:G8) | 1 | =PRODUCT(C9*E9,F9) | =G9
B |  | Waste | =XGETVALUE("Waste 2.5%",3) | % | =SUBTOTAL(G8:G9) | 1 | =PRODUCT(C10*E10,F10) | =G10
B | Roofer | Roofer all types | 2.5 | hrs | =XGETRATE("LAB1",$A11,2) | 1 | =PRODUCT(C11*E11,F11) | =G11
B |  | Margin | =XGETVALUE("Builders margin",3) | % | =SUBTOTAL(G1:G11) | 1 | =PRODUCT(C12*E12,F12) | =G12
I | T26.17.121 | <b>Adlux Pyramid Rooflight</b> | T26.17_Rooflights_Adlux
I | T26.17.125 | Fixed Venting, single dome | T26.17_Rooflights_Adlux
I | T26.17.129 | 745mm x 745mm | T26.17_Rooflights_Adlux | No
B | PYv108SD | 745*745 Pyramid, Single, Fixed Vented | 1 | each | =XGETRATE("ROF",$A1,2) | 1 | =PRODUCT(C1*E1,F1) | =G1
B |  | Discount | =XGETVALUE("Discount 10%",3) | % | =SUBTOTAL(G1:G1) | 1 | =PRODUCT(C2*E2,F2) | =G2
B |  | Waste | =XGETVALUE("Waste 2.5%",3) | % | =SUBTOTAL(G1:G2) | 1 | =PRODUCT(C3*E3,F3) | =G3
B | PY144FL | 745*745 Pyramid, Flashing | 1 | each | =XGETRATE("ROF",$A4,2) | 1 | =PRODUCT(C4*E4,F4) | =G4
B |  | Discount | =XGETVALUE("Discount 10%",3) | % | =SUBTOTAL(G4:G4) | 1 | =PRODUCT(C5*E5,F5) | =G5
B |  | Waste | =XGETVALUE("Waste 2.5%",3) | % | =SUBTOTAL(G4:G5) | 1 | =PRODUCT(C6*E6,F6) | =G6
B | AdluxFreight1 | Freight zone and size 1 | 1 | each | =XGETRATE("ROF",$A7,2) | 1 | =PRODUCT(C7*E7,F7) | =G7
B | PM_41FAS_493 | SCREW T17 HEX 14G 75MM CL4-B8 NEO 100PK | 6 | jar | =XGETRATE("SUP1",$A8,2) | 0.01 | =PRODUCT(C8*E8,F8) | =G8
B |  | Discount | =XGETVALUE("Discount 10%",3) | % | =SUBTOTAL(G8:G8) | 1 | =PRODUCT(C9*E9,F9) | =G9
B |  | Waste | =XGETVALUE("Waste 2.5%",3) | % | =SUBTOTAL(G8:G9) | 1 | =PRODUCT(C10*E10,F10) | =G10
B | Roofer | Roofer all types | 2.5 | hrs | =XGETRATE("LAB1",$A11,2) | 1 | =PRODUCT(C11*E11,F11) | =G11
B |  | Margin | =XGETVALUE("Builders margin",3) | % | =SUBTOTAL(G1:G11) | 1 | =PRODUCT(C12*E12,F12) | =G12
I | T26.17.133 | 900mm x 900mm | T26.17_Rooflights_Adlux | No
B | PYv185SD | 900*900 Pyramid, Single, Fixed Vented | 1 | each | =XGETRATE("ROF",$A1,2) | 1 | =PRODUCT(C1*E1,F1) | =G1
B |  | Discount | =XGETVALUE("Discount 10%",3) | % | =SUBTOTAL(G1:G1) | 1 | =PRODUCT(C2*E2,F2) | =G2
B |  | Waste | =XGETVALUE("Waste 2.5%",3) | % | =SUBTOTAL(G1:G2) | 1 | =PRODUCT(C3*E3,F3) | =G3
B | PY185FL | 900*900 Pyramid, Flashing | 1 | each | =XGETRATE("ROF",$A4,2) | 1 | =PRODUCT(C4*E4,F4) | =G4
B |  | Discount | =XGETVALUE("Discount 10%",3) | % | =SUBTOTAL(G4:G4) | 1 | =PRODUCT(C5*E5,F5) | =G5
B |  | Waste | =XGETVALUE("Waste 2.5%",3) | % | =SUBTOTAL(G4:G5) | 1 | =PRODUCT(C6*E6,F6) | =G6
B | AdluxFreight1 | Freight zone and size 1 | 1 | each | =XGETRATE("ROF",$A7,2) | 1 | =PRODUCT(C7*E7,F7) | =G7
B | PM_41FAS_493 | SCREW T17 HEX 14G 75MM CL4-B8 NEO 100PK | 6 | jar | =XGETRATE("SUP1",$A8,2) | 0.01 | =PRODUCT(C8*E8,F8) | =G8
B |  | Discount | =XGETVALUE("Discount 10%",3) | % | =SUBTOTAL(G8:G8) | 1 | =PRODUCT(C9*E9,F9) | =G9
B |  | Waste | =XGETVALUE("Waste 2.5%",3) | % | =SUBTOTAL(G8:G9) | 1 | =PRODUCT(C10*E10,F10) | =G10
B | Roofer | Roofer all types | 2.5 | hrs | =XGETRATE("LAB1",$A11,2) | 1 | =PRODUCT(C11*E11,F11) | =G11
B |  | Margin | =XGETVALUE("Builders margin",3) | % | =SUBTOTAL(G1:G11) | 1 | =PRODUCT(C12*E12,F12) | =G12
I | T26.17.137 | 1205mm x 1205mm | T26.17_Rooflights_Adlux | No
B | PYv252SD | 1205*1205 Pyramid, Single, Fixed Vented | 1 | each | =XGETRATE("ROF",$A1,2) | 1 | =PRODUCT(C1*E1,F1) | =G1
B |  | Discount | =XGETVALUE("Discount 10%",3) | % | =SUBTOTAL(G1:G1) | 1 | =PRODUCT(C2*E2,F2) | =G2
B |  | Waste | =XGETVALUE("Waste 2.5%",3) | % | =SUBTOTAL(G1:G2) | 1 | =PRODUCT(C3*E3,F3) | =G3
B | PY252FL | 1205*1205 Pyramid, Flashing | 1 | each | =XGETRATE("ROF",$A4,2) | 1 | =PRODUCT(C4*E4,F4) | =G4
B |  | Discount | =XGETVALUE("Discount 10%",3) | % | =SUBTOTAL(G4:G4) | 1 | =PRODUCT(C5*E5,F5) | =G5
B |  | Waste | =XGETVALUE("Waste 2.5%",3) | % | =SUBTOTAL(G4:G5) | 1 | =PRODUCT(C6*E6,F6) | =G6
B | AdluxFreight2 | Freight zone and size 2 | 1 | each | =XGETRATE("ROF",$A7,2) | 1 | =PRODUCT(C7*E7,F7) | =G7
B | PM_41FAS_493 | SCREW T17 HEX 14G 75MM CL4-B8 NEO 100PK | 6 | jar | =XGETRATE("SUP1",$A8,2) | 0.01 | =PRODUCT(C8*E8,F8) | =G8
B |  | Discount | =XGETVALUE("Discount 10%",3) | % | =SUBTOTAL(G8:G8) | 1 | =PRODUCT(C9*E9,F9) | =G9
B |  | Waste | =XGETVALUE("Waste 2.5%",3) | % | =SUBTOTAL(G8:G9) | 1 | =PRODUCT(C10*E10,F10) | =G10
B | Roofer | Roofer all types | 3.5 | hrs | =XGETRATE("LAB1",$A11,2) | 1 | =PRODUCT(C11*E11,F11) | =G11
B |  | Margin | =XGETVALUE("Builders margin",3) | % | =SUBTOTAL(G1:G11) | 1 | =PRODUCT(C12*E12,F12) | =G12
I | T26.17.141 | 1655mm x 1655mm | T26.17_Rooflights_Adlux | No
B | PYv1616SD | 1655*1655 Pyramid, Single, Fixed Vented | 1 | each | =XGETRATE("ROF",$A1,2) | 1 | =PRODUCT(C1*E1,F1) | =G1
B |  | Discount | =XGETVALUE("Discount 10%",3) | % | =SUBTOTAL(G1:G1) | 1 | =PRODUCT(C2*E2,F2) | =G2
B |  | Waste | =XGETVALUE("Waste 2.5%",3) | % | =SUBTOTAL(G1:G2) | 1 | =PRODUCT(C3*E3,F3) | =G3
B | PY1616FL | 1655*1655 Pyramid, Flashing | 1 | each | =XGETRATE("ROF",$A4,2) | 1 | =PRODUCT(C4*E4,F4) | =G4
B |  | Discount | =XGETVALUE("Discount 10%",3) | % | =SUBTOTAL(G4:G4) | 1 | =PRODUCT(C5*E5,F5) | =G5
B |  | Waste | =XGETVALUE("Waste 2.5%",3) | % | =SUBTOTAL(G4:G5) | 1 | =PRODUCT(C6*E6,F6) | =G6
B | AdluxFreight3 | Freight zone and size 3 | 1 | each | =XGETRATE("ROF",$A7,2) | 1 | =PRODUCT(C7*E7,F7) | =G7
B | PM_41FAS_493 | SCREW T17 HEX 14G 75MM CL4-B8 NEO 100PK | 6 | jar | =XGETRATE("SUP1",$A8,2) | 0.01 | =PRODUCT(C8*E8,F8) | =G8
B |  | Discount | =XGETVALUE("Discount 10%",3) | % | =SUBTOTAL(G8:G8) | 1 | =PRODUCT(C9*E9,F9) | =G9
B |  | Waste | =XGETVALUE("Waste 2.5%",3) | % | =SUBTOTAL(G8:G9) | 1 | =PRODUCT(C10*E10,F10) | =G10
B | Roofer | Roofer all types | 5 | hrs | =XGETRATE("LAB1",$A11,2) | 1 | =PRODUCT(C11*E11,F11) | =G11
B |  | Margin | =XGETVALUE("Builders margin",3) | % | =SUBTOTAL(G1:G11) | 1 | =PRODUCT(C12*E12,F12) | =G12
I | T26.17.145 | 600mm x 600mm | T26.17_Rooflights_Adlux | No
B | PYv144SD | 600*600 Pyramid, Single, Fixed Vented | 1 | each | =XGETRATE("ROF",$A1,2) | 1 | =PRODUCT(C1*E1,F1) | =G1
B |  | Discount | =XGETVALUE("Discount 10%",3) | % | =SUBTOTAL(G1:G1) | 1 | =PRODUCT(C2*E2,F2) | =G2
B |  | Waste | =XGETVALUE("Waste 2.5%",3) | % | =SUBTOTAL(G1:G2) | 1 | =PRODUCT(C3*E3,F3) | =G3
B | PY108FL | 600*600 Pyramid, Flashing | 1 | each | =XGETRATE("ROF",$A4,2) | 1 | =PRODUCT(C4*E4,F4) | =G4
B |  | Discount | =XGETVALUE("Discount 10%",3) | % | =SUBTOTAL(G4:G4) | 1 | =PRODUCT(C5*E5,F5) | =G5
B |  | Waste | =XGETVALUE("Waste 2.5%",3) | % | =SUBTOTAL(G4:G5) | 1 | =PRODUCT(C6*E6,F6) | =G6
B | AdluxFreight1 | Freight zone and size 1 | 1 | each | =XGETRATE("ROF",$A7,2) | 1 | =PRODUCT(C7*E7,F7) | =G7
B | PM_41FAS_493 | SCREW T17 HEX 14G 75MM CL4-B8 NEO 100PK | 6 | jar | =XGETRATE("SUP1",$A8,2) | 0.01 | =PRODUCT(C8*E8,F8) | =G8
B |  | Discount | =XGETVALUE("Discount 10%",3) | % | =SUBTOTAL(G8:G8) | 1 | =PRODUCT(C9*E9,F9) | =G9
B |  | Waste | =XGETVALUE("Waste 2.5%",3) | % | =SUBTOTAL(G8:G9) | 1 | =PRODUCT(C10*E10,F10) | =G10
B | Roofer | Roofer all types | 2.5 | hrs | =XGETRATE("LAB1",$A11,2) | 1 | =PRODUCT(C11*E11,F11) | =G11
B |  | Margin | =XGETVALUE("Builders margin",3) | % | =SUBTOTAL(G1:G11) | 1 | =PRODUCT(C12*E12,F12) | =G12
I | T26.17.149 | 1815mm x 1815mm | T26.17_Rooflights_Adlux | No
B | PYv2000SD | 1815*1815 Pyramid, Single, Fixed Vented | 1 | each | =XGETRATE("ROF",$A1,2) | 1 | =PRODUCT(C1*E1,F1) | =G1
B |  | Discount | =XGETVALUE("Discount 10%",3) | % | =SUBTOTAL(G1:G1) | 1 | =PRODUCT(C2*E2,F2) | =G2
B |  | Waste | =XGETVALUE("Waste 2.5%",3) | % | =SUBTOTAL(G1:G2) | 1 | =PRODUCT(C3*E3,F3) | =G3
B | PY1818FL | 1815*1815 Pyramid, Flashing | 1 | each | =XGETRATE("ROF",$A4,2) | 1 | =PRODUCT(C4*E4,F4) | =G4
B |  | Discount | =XGETVALUE("Discount 10%",3) | % | =SUBTOTAL(G4:G4) | 1 | =PRODUCT(C5*E5,F5) | =G5
B |  | Waste | =XGETVALUE("Waste 2.5%",3) | % | =SUBTOTAL(G4:G5) | 1 | =PRODUCT(C6*E6,F6) | =G6
B | AdluxFreight1 | Freight zone and size 1 | 1 | each | =XGETRATE("ROF",$A7,2) | 1 | =PRODUCT(C7*E7,F7) | =G7
B | PM_41FAS_493 | SCREW T17 HEX 14G 75MM CL4-B8 NEO 100PK | 6 | jar | =XGETRATE("SUP1",$A8,2) | 0.01 | =PRODUCT(C8*E8,F8) | =G8
B |  | Discount | =XGETVALUE("Discount 10%",3) | % | =SUBTOTAL(G8:G8) | 1 | =PRODUCT(C9*E9,F9) | =G9
B |  | Waste | =XGETVALUE("Waste 2.5%",3) | % | =SUBTOTAL(G8:G9) | 1 | =PRODUCT(C10*E10,F10) | =G10
B | Roofer | Roofer all types | 2.5 | hrs | =XGETRATE("LAB1",$A11,2) | 1 | =PRODUCT(C11*E11,F11) | =G11
B |  | Margin | =XGETVALUE("Builders margin",3) | % | =SUBTOTAL(G1:G11) | 1 | =PRODUCT(C12*E12,F12) | =G12
I | T26.17.153 | Non-ventilating, single dome | T26.17_Rooflights_Adlux
I | T26.17.157 | 745mm x 745mm | T26.17_Rooflights_Adlux | No
B | PY144SD | 745*745 Pyramid, Single, Non Vented | 1 | each | =XGETRATE("ROF",$A1,2) | 1 | =PRODUCT(C1*E1,F1) | =G1
B |  | Discount | =XGETVALUE("Discount 10%",3) | % | =SUBTOTAL(G1:G1) | 1 | =PRODUCT(C2*E2,F2) | =G2
B |  | Waste | =XGETVALUE("Waste 2.5%",3) | % | =SUBTOTAL(G1:G2) | 1 | =PRODUCT(C3*E3,F3) | =G3
B | PY144FL | 745*745 Pyramid, Flashing | 1 | each | =XGETRATE("ROF",$A4,2) | 1 | =PRODUCT(C4*E4,F4) | =G4
B |  | Discount | =XGETVALUE("Discount 10%",3) | % | =SUBTOTAL(G4:G4) | 1 | =PRODUCT(C5*E5,F5) | =G5
B |  | Waste | =XGETVALUE("Waste 2.5%",3) | % | =SUBTOTAL(G4:G5) | 1 | =PRODUCT(C6*E6,F6) | =G6
B | AdluxFreight2 | Freight zone and size 2 | 1 | each | =XGETRATE("ROF",$A7,2) | 1 | =PRODUCT(C7*E7,F7) | =G7
B | PM_41FAS_493 | SCREW T17 HEX 14G 75MM CL4-B8 NEO 100PK | 6 | jar | =XGETRATE("SUP1",$A8,2) | 0.01 | =PRODUCT(C8*E8,F8) | =G8
B |  | Discount | =XGETVALUE("Discount 10%",3) | % | =SUBTOTAL(G8:G8) | 1 | =PRODUCT(C9*E9,F9) | =G9
B |  | Waste | =XGETVALUE("Waste 2.5%",3) | % | =SUBTOTAL(G8:G9) | 1 | =PRODUCT(C10*E10,F10) | =G10
B | Roofer | Roofer all types | 3.5 | hrs | =XGETRATE("LAB1",$A11,2) | 1 | =PRODUCT(C11*E11,F11) | =G11
B |  | Margin | =XGETVALUE("Builders margin",3) | % | =SUBTOTAL(G1:G11) | 1 | =PRODUCT(C12*E12,F12) | =G12
I | T26.17.160 | 900mm x 900mm | T26.17_Rooflights_Adlux | No
B | PY185SD | 900*900 Pyramid, Single, Non Vented | 1 | each | =XGETRATE("ROF",$A1,2) | 1 | =PRODUCT(C1*E1,F1) | =G1
B |  | Discount | =XGETVALUE("Discount 10%",3) | % | =SUBTOTAL(G1:G1) | 1 | =PRODUCT(C2*E2,F2) | =G2
B |  | Waste | =XGETVALUE("Waste 2.5%",3) | % | =SUBTOTAL(G1:G2) | 1 | =PRODUCT(C3*E3,F3) | =G3
B | PY185FL | 900*900 Pyramid, Flashing | 1 | each | =XGETRATE("ROF",$A4,2) | 1 | =PRODUCT(C4*E4,F4) | =G4
B |  | Discount | =XGETVALUE("Discount 10%",3) | % | =SUBTOTAL(G4:G4) | 1 | =PRODUCT(C5*E5,F5) | =G5
B |  | Waste | =XGETVALUE("Waste 2.5%",3) | % | =SUBTOTAL(G4:G5) | 1 | =PRODUCT(C6*E6,F6) | =G6
B | AdluxFreight3 | Freight zone and size 3 | 1 | each | =XGETRATE("ROF",$A7,2) | 1 | =PRODUCT(C7*E7,F7) | =G7
B | PM_41FAS_493 | SCREW T17 HEX 14G 75MM CL4-B8 NEO 100PK | 6 | jar | =XGETRATE("SUP1",$A8,2) | 0.01 | =PRODUCT(C8*E8,F8) | =G8
B |  | Discount | =XGETVALUE("Discount 10%",3) | % | =SUBTOTAL(G8:G8) | 1 | =PRODUCT(C9*E9,F9) | =G9
B |  | Waste | =XGETVALUE("Waste 2.5%",3) | % | =SUBTOTAL(G8:G9) | 1 | =PRODUCT(C10*E10,F10) | =G10
B | Roofer | Roofer all types | 5 | hrs | =XGETRATE("LAB1",$A11,2) | 1 | =PRODUCT(C11*E11,F11) | =G11
B |  | Margin | =XGETVALUE("Builders margin",3) | % | =SUBTOTAL(G1:G11) | 1 | =PRODUCT(C12*E12,F12) | =G12
I | T26.17.163 | 1205mm x 1205mm | T26.17_Rooflights_Adlux | No
B | PY1000SD | 1205*1205 Pyramid, Single, Non Vented | 1 | each | =XGETRATE("ROF",$A1,2) | 1 | =PRODUCT(C1*E1,F1) | =G1
B |  | Discount | =XGETVALUE("Discount 10%",3) | % | =SUBTOTAL(G1:G1) | 1 | =PRODUCT(C2*E2,F2) | =G2
B |  | Waste | =XGETVALUE("Waste 2.5%",3) | % | =SUBTOTAL(G1:G2) | 1 | =PRODUCT(C3*E3,F3) | =G3
B | PY252FL | 1205*1205 Pyramid, Flashing | 1 | each | =XGETRATE("ROF",$A4,2) | 1 | =PRODUCT(C4*E4,F4) | =G4
B |  | Discount | =XGETVALUE("Discount 10%",3) | % | =SUBTOTAL(G4:G4) | 1 | =PRODUCT(C5*E5,F5) | =G5
B |  | Waste | =XGETVALUE("Waste 2.5%",3) | % | =SUBTOTAL(G4:G5) | 1 | =PRODUCT(C6*E6,F6) | =G6
B | AdluxFreight3 | Freight zone and size 3 | 1 | each | =XGETRATE("ROF",$A7,2) | 1 | =PRODUCT(C7*E7,F7) | =G7
B | PM_41FAS_493 | SCREW T17 HEX 14G 75MM CL4-B8 NEO 100PK | 6 | jar | =XGETRATE("SUP1",$A8,2) | 0.01 | =PRODUCT(C8*E8,F8) | =G8
B |  | Discount | =XGETVALUE("Discount 10%",3) | % | =SUBTOTAL(G8:G8) | 1 | =PRODUCT(C9*E9,F9) | =G9
B |  | Waste | =XGETVALUE("Waste 2.5%",3) | % | =SUBTOTAL(G8:G9) | 1 | =PRODUCT(C10*E10,F10) | =G10
B | Roofer | Roofer all types | 5 | hrs | =XGETRATE("LAB1",$A11,2) | 1 | =PRODUCT(C11*E11,F11) | =G11
B |  | Margin | =XGETVALUE("Builders margin",3) | % | =SUBTOTAL(G1:G11) | 1 | =PRODUCT(C12*E12,F12) | =G12
I | T26.17.167 | 1655mm x 1655mm | T26.17_Rooflights_Adlux | No
B | PY1616SD | 1655*1655 Pyramid, Single, Non Vented | 1 | each | =XGETRATE("ROF",$A1,2) | 1 | =PRODUCT(C1*E1,F1) | =G1
B |  | Discount | =XGETVALUE("Discount 10%",3) | % | =SUBTOTAL(G1:G1) | 1 | =PRODUCT(C2*E2,F2) | =G2
B |  | Waste | =XGETVALUE("Waste 2.5%",3) | % | =SUBTOTAL(G1:G2) | 1 | =PRODUCT(C3*E3,F3) | =G3
B | PY1616FL | 1655*1655 Pyramid, Flashing | 1 | each | =XGETRATE("ROF",$A4,2) | 1 | =PRODUCT(C4*E4,F4) | =G4
B |  | Discount | =XGETVALUE("Discount 10%",3) | % | =SUBTOTAL(G4:G4) | 1 | =PRODUCT(C5*E5,F5) | =G5
B |  | Waste | =XGETVALUE("Waste 2.5%",3) | % | =SUBTOTAL(G4:G5) | 1 | =PRODUCT(C6*E6,F6) | =G6
B | AdluxFreight1 | Freight zone and size 1 | 1 | each | =XGETRATE("ROF",$A7,2) | 1 | =PRODUCT(C7*E7,F7) | =G7
B | PM_41FAS_493 | SCREW T17 HEX 14G 75MM CL4-B8 NEO 100PK | 6 | jar | =XGETRATE("SUP1",$A8,2) | 0.01 | =PRODUCT(C8*E8,F8) | =G8
B |  | Discount | =XGETVALUE("Discount 10%",3) | % | =SUBTOTAL(G8:G8) | 1 | =PRODUCT(C9*E9,F9) | =G9
B |  | Waste | =XGETVALUE("Waste 2.5%",3) | % | =SUBTOTAL(G8:G9) | 1 | =PRODUCT(C10*E10,F10) | =G10
B | Roofer | Roofer all types | 2.5 | hrs | =XGETRATE("LAB1",$A11,2) | 1 | =PRODUCT(C11*E11,F11) | =G11
B |  | Margin | =XGETVALUE("Builders margin",3) | % | =SUBTOTAL(G1:G11) | 1 | =PRODUCT(C12*E12,F12) | =G12
I | T26.17.170 | 600mm x 600mm | T26.17_Rooflights_Adlux | No
B | PY108SD | 600*600 Pyramid, Single, Non Vented | 1 | each | =XGETRATE("ROF",$A1,2) | 1 | =PRODUCT(C1*E1,F1) | =G1
B |  | Discount | =XGETVALUE("Discount 10%",3) | % | =SUBTOTAL(G1:G1) | 1 | =PRODUCT(C2*E2,F2) | =G2
B |  | Waste | =XGETVALUE("Waste 2.5%",3) | % | =SUBTOTAL(G1:G2) | 1 | =PRODUCT(C3*E3,F3) | =G3
B | PY108FL | 600*600 Pyramid, Flashing | 1 | each | =XGETRATE("ROF",$A4,2) | 1 | =PRODUCT(C4*E4,F4) | =G4
B |  | Discount | =XGETVALUE("Discount 10%",3) | % | =SUBTOTAL(G4:G4) | 1 | =PRODUCT(C5*E5,F5) | =G5
B |  | Waste | =XGETVALUE("Waste 2.5%",3) | % | =SUBTOTAL(G4:G5) | 1 | =PRODUCT(C6*E6,F6) | =G6
B | AdluxFreight1 | Freight zone and size 1 | 1 | each | =XGETRATE("ROF",$A7,2) | 1 | =PRODUCT(C7*E7,F7) | =G7
B | PM_41FAS_493 | SCREW T17 HEX 14G 75MM CL4-B8 NEO 100PK | 6 | jar | =XGETRATE("SUP1",$A8,2) | 0.01 | =PRODUCT(C8*E8,F8) | =G8
B |  | Discount | =XGETVALUE("Discount 10%",3) | % | =SUBTOTAL(G8:G8) | 1 | =PRODUCT(C9*E9,F9) | =G9
B |  | Waste | =XGETVALUE("Waste 2.5%",3) | % | =SUBTOTAL(G8:G9) | 1 | =PRODUCT(C10*E10,F10) | =G10
B | Roofer | Roofer all types | 2.5 | hrs | =XGETRATE("LAB1",$A11,2) | 1 | =PRODUCT(C11*E11,F11) | =G11
B |  | Margin | =XGETVALUE("Builders margin",3) | % | =SUBTOTAL(G1:G11) | 1 | =PRODUCT(C12*E12,F12) | =G12
I | T26.17.172 | 1815mm x 1815mm | T26.17_Rooflights_Adlux | No
B | PYv1818SD | 1815*1815 Pyramid, Single, non Vented | 1 | each | =XGETRATE("ROF",$A1,2) | 1 | =PRODUCT(C1*E1,F1) | =G1
B |  | Discount | =XGETVALUE("Discount 10%",3) | % | =SUBTOTAL(G1:G1) | 1 | =PRODUCT(C2*E2,F2) | =G2
B |  | Waste | =XGETVALUE("Waste 2.5%",3) | % | =SUBTOTAL(G1:G2) | 1 | =PRODUCT(C3*E3,F3) | =G3
B | PY1818FL | 1815*1815 Pyramid, Flashing | 1 | each | =XGETRATE("ROF",$A4,2) | 1 | =PRODUCT(C4*E4,F4) | =G4
B |  | Discount | =XGETVALUE("Discount 10%",3) | % | =SUBTOTAL(G4:G4) | 1 | =PRODUCT(C5*E5,F5) | =G5
B |  | Waste | =XGETVALUE("Waste 2.5%",3) | % | =SUBTOTAL(G4:G5) | 1 | =PRODUCT(C6*E6,F6) | =G6
B | AdluxFreight1 | Freight zone and size 1 | 1 | each | =XGETRATE("ROF",$A7,2) | 1 | =PRODUCT(C7*E7,F7) | =G7
B | PM_41FAS_493 | SCREW T17 HEX 14G 75MM CL4-B8 NEO 100PK | 6 | jar | =XGETRATE("SUP1",$A8,2) | 0.01 | =PRODUCT(C8*E8,F8) | =G8
B |  | Discount | =XGETVALUE("Discount 10%",3) | % | =SUBTOTAL(G8:G8) | 1 | =PRODUCT(C9*E9,F9) | =G9
B |  | Waste | =XGETVALUE("Waste 2.5%",3) | % | =SUBTOTAL(G8:G9) | 1 | =PRODUCT(C10*E10,F10) | =G10
B | Roofer | Roofer all types | 2.5 | hrs | =XGETRATE("LAB1",$A11,2) | 1 | =PRODUCT(C11*E11,F11) | =G11
B |  | Margin | =XGETVALUE("Builders margin",3) | % | =SUBTOTAL(G1:G11) | 1 | =PRODUCT(C12*E12,F12) | =G12
I | T26.17.173 | <b>Adlux Giant Dome Rooflight</b> | T26.17_Rooflights_Adlux
I | T26.17.177 | Non-ventilating, single dome | T26.17_Rooflights_Adlux
I | T26.17.181 | 1655mm x 1655mm | T26.17_Rooflights_Adlux | No
B | GD1616SD | 1655*1655 Giant Dome, Single, Non Vented | 1 | each | =XGETRATE("ROF",$A1,2) | 1 | =PRODUCT(C1*E1,F1) | =G1
B |  | Discount | =XGETVALUE("Discount 10%",3) | % | =SUBTOTAL(G1:G1) | 1 | =PRODUCT(C2*E2,F2) | =G2
B |  | Waste | =XGETVALUE("Waste 2.5%",3) | % | =SUBTOTAL(G1:G2) | 1 | =PRODUCT(C3*E3,F3) | =G3
B | GD1616FL | 1655*1655 Giant Dome Flash | 1 | each | =XGETRATE("ROF",$A4,2) | 1 | =PRODUCT(C4*E4,F4) | =G4
B |  | Discount | =XGETVALUE("Discount 10%",3) | % | =SUBTOTAL(G4:G4) | 1 | =PRODUCT(C5*E5,F5) | =G5
B |  | Waste | =XGETVALUE("Waste 2.5%",3) | % | =SUBTOTAL(G4:G5) | 1 | =PRODUCT(C6*E6,F6) | =G6
B | AdluxFreight2 | Freight zone and size 2 | 1 | each | =XGETRATE("ROF",$A7,2) | 1 | =PRODUCT(C7*E7,F7) | =G7
B | PM_41FAS_493 | SCREW T17 HEX 14G 75MM CL4-B8 NEO 100PK | 6 | jar | =XGETRATE("SUP1",$A8,2) | 0.01 | =PRODUCT(C8*E8,F8) | =G8
B |  | Discount | =XGETVALUE("Discount 10%",3) | % | =SUBTOTAL(G8:G8) | 1 | =PRODUCT(C9*E9,F9) | =G9
B |  | Waste | =XGETVALUE("Waste 2.5%",3) | % | =SUBTOTAL(G8:G9) | 1 | =PRODUCT(C10*E10,F10) | =G10
B | Roofer | Roofer all types | 5 | hrs | =XGETRATE("LAB1",$A11,2) | 1 | =PRODUCT(C11*E11,F11) | =G11
B |  | Margin | =XGETVALUE("Builders margin",3) | % | =SUBTOTAL(G1:G11) | 1 | =PRODUCT(C12*E12,F12) | =G12
I | T26.17.185 | 2400mm x 1800mm | T26.17_Rooflights_Adlux | No
B | GD2418SD | 2400*1800 Giant Dome, Single, Non Vented | 1 | each | =XGETRATE("ROF",$A1,2) | 1 | =PRODUCT(C1*E1,F1) | =G1
B |  | Discount | =XGETVALUE("Discount 10%",3) | % | =SUBTOTAL(G1:G1) | 1 | =PRODUCT(C2*E2,F2) | =G2
B |  | Waste | =XGETVALUE("Waste 2.5%",3) | % | =SUBTOTAL(G1:G2) | 1 | =PRODUCT(C3*E3,F3) | =G3
B | GD2418FL | 2400*1800 Giant Dome Flash | 1 | each | =XGETRATE("ROF",$A4,2) | 1 | =PRODUCT(C4*E4,F4) | =G4
B |  | Discount | =XGETVALUE("Discount 10%",3) | % | =SUBTOTAL(G4:G4) | 1 | =PRODUCT(C5*E5,F5) | =G5
B |  | Waste | =XGETVALUE("Waste 2.5%",3) | % | =SUBTOTAL(G4:G5) | 1 | =PRODUCT(C6*E6,F6) | =G6
B | AdluxFreight3 | Freight zone and size 3 | 1 | each | =XGETRATE("ROF",$A7,2) | 1 | =PRODUCT(C7*E7,F7) | =G7
B | PM_41FAS_493 | SCREW T17 HEX 14G 75MM CL4-B8 NEO 100PK | 6 | jar | =XGETRATE("SUP1",$A8,2) | 0.01 | =PRODUCT(C8*E8,F8) | =G8
B |  | Discount | =XGETVALUE("Discount 10%",3) | % | =SUBTOTAL(G8:G8) | 1 | =PRODUCT(C9*E9,F9) | =G9
B |  | Waste | =XGETVALUE("Waste 2.5%",3) | % | =SUBTOTAL(G8:G9) | 1 | =PRODUCT(C10*E10,F10) | =G10
B | Roofer | Roofer all types | 5 | hrs | =XGETRATE("LAB1",$A11,2) | 1 | =PRODUCT(C11*E11,F11) | =G11
B |  | Margin | =XGETVALUE("Builders margin",3) | % | =SUBTOTAL(G1:G11) | 1 | =PRODUCT(C12*E12,F12) | =G12
I | T26.17.189 | 2500mm x 1965mm | T26.17_Rooflights_Adlux | No
B | GD2520SD | 2500*1965 Giant Dome, Single, Non Vented | 1 | each | =XGETRATE("ROF",$A1,2) | 1 | =PRODUCT(C1*E1,F1) | =G1
B |  | Discount | =XGETVALUE("Discount 10%",3) | % | =SUBTOTAL(G1:G1) | 1 | =PRODUCT(C2*E2,F2) | =G2
B |  | Waste | =XGETVALUE("Waste 2.5%",3) | % | =SUBTOTAL(G1:G2) | 1 | =PRODUCT(C3*E3,F3) | =G3
B | GD2520FL | 2500*1965 Giant Dome Flash | 1 | each | =XGETRATE("ROF",$A4,2) | 1 | =PRODUCT(C4*E4,F4) | =G4
B |  | Discount | =XGETVALUE("Discount 10%",3) | % | =SUBTOTAL(G4:G4) | 1 | =PRODUCT(C5*E5,F5) | =G5
B |  | Waste | =XGETVALUE("Waste 2.5%",3) | % | =SUBTOTAL(G4:G5) | 1 | =PRODUCT(C6*E6,F6) | =G6
B | AdluxFreight3 | Freight zone and size 3 | 1 | each | =XGETRATE("ROF",$A7,2) | 1 | =PRODUCT(C7*E7,F7) | =G7
B | PM_41FAS_493 | SCREW T17 HEX 14G 75MM CL4-B8 NEO 100PK | 6 | jar | =XGETRATE("SUP1",$A8,2) | 0.01 | =PRODUCT(C8*E8,F8) | =G8
B |  | Discount | =XGETVALUE("Discount 10%",3) | % | =SUBTOTAL(G8:G8) | 1 | =PRODUCT(C9*E9,F9) | =G9
B |  | Waste | =XGETVALUE("Waste 2.5%",3) | % | =SUBTOTAL(G8:G9) | 1 | =PRODUCT(C10*E10,F10) | =G10
B | Roofer | Roofer all types | 5 | hrs | =XGETRATE("LAB1",$A11,2) | 1 | =PRODUCT(C11*E11,F11) | =G11
B |  | Margin | =XGETVALUE("Builders margin",3) | % | =SUBTOTAL(G1:G11) | 1 | =PRODUCT(C12*E12,F12) | =G12
I | T26.17.193 | Fixed venting – single dome | T26.17_Rooflights_Adlux
I | T26.17.197 | 1655mm x 1655mm | T26.17_Rooflights_Adlux | No
B | GDv1616SD | 1655*1655 Giant Dome, Single, Fixed Venting | 1 | each | =XGETRATE("ROF",$A1,2) | 1 | =PRODUCT(C1*E1,F1) | =G1
B |  | Discount | =XGETVALUE("Discount 10%",3) | % | =SUBTOTAL(G1:G1) | 1 | =PRODUCT(C2*E2,F2) | =G2
B |  | Waste | =XGETVALUE("Waste 2.5%",3) | % | =SUBTOTAL(G1:G2) | 1 | =PRODUCT(C3*E3,F3) | =G3
B | GD1616FL | 1655*1655 Giant Dome Flash | 1 | each | =XGETRATE("ROF",$A4,2) | 1 | =PRODUCT(C4*E4,F4) | =G4
B |  | Discount | =XGETVALUE("Discount 10%",3) | % | =SUBTOTAL(G4:G4) | 1 | =PRODUCT(C5*E5,F5) | =G5
B |  | Waste | =XGETVALUE("Waste 2.5%",3) | % | =SUBTOTAL(G4:G5) | 1 | =PRODUCT(C6*E6,F6) | =G6
B | AdluxFreight2 | Freight zone and size 2 | 1 | each | =XGETRATE("ROF",$A7,2) | 1 | =PRODUCT(C7*E7,F7) | =G7
B | PM_41FAS_493 | SCREW T17 HEX 14G 75MM CL4-B8 NEO 100PK | 6 | jar | =XGETRATE("SUP1",$A8,2) | 0.01 | =PRODUCT(C8*E8,F8) | =G8
B |  | Discount | =XGETVALUE("Discount 10%",3) | % | =SUBTOTAL(G8:G8) | 1 | =PRODUCT(C9*E9,F9) | =G9
B |  | Waste | =XGETVALUE("Waste 2.5%",3) | % | =SUBTOTAL(G8:G9) | 1 | =PRODUCT(C10*E10,F10) | =G10
B | Roofer | Roofer all types | 5 | hrs | =XGETRATE("LAB1",$A11,2) | 1 | =PRODUCT(C11*E11,F11) | =G11
B |  | Margin | =XGETVALUE("Builders margin",3) | % | =SUBTOTAL(G1:G11) | 1 | =PRODUCT(C12*E12,F12) | =G12
I | T26.17.201 | 2400mm x 1800mm | T26.17_Rooflights_Adlux | No
B | GDv2418SD | 2400*1800 Giant Dome, Single, Fixed Venting | 1 | each | =XGETRATE("ROF",$A1,2) | 1 | =PRODUCT(C1*E1,F1) | =G1
B |  | Discount | =XGETVALUE("Discount 10%",3) | % | =SUBTOTAL(G1:G1) | 1 | =PRODUCT(C2*E2,F2) | =G2
B |  | Waste | =XGETVALUE("Waste 2.5%",3) | % | =SUBTOTAL(G1:G2) | 1 | =PRODUCT(C3*E3,F3) | =G3
B | GD2418FL | 2400*1800 Giant Dome Flash | 1 | each | =XGETRATE("ROF",$A4,2) | 1 | =PRODUCT(C4*E4,F4) | =G4
B |  | Discount | =XGETVALUE("Discount 10%",3) | % | =SUBTOTAL(G4:G4) | 1 | =PRODUCT(C5*E5,F5) | =G5
B |  | Waste | =XGETVALUE("Waste 2.5%",3) | % | =SUBTOTAL(G4:G5) | 1 | =PRODUCT(C6*E6,F6) | =G6
B | AdluxFreight3 | Freight zone and size 3 | 1 | each | =XGETRATE("ROF",$A7,2) | 1 | =PRODUCT(C7*E7,F7) | =G7
B | PM_41FAS_493 | SCREW T17 HEX 14G 75MM CL4-B8 NEO 100PK | 6 | jar | =XGETRATE("SUP1",$A8,2) | 0.01 | =PRODUCT(C8*E8,F8) | =G8
B |  | Discount | =XGETVALUE("Discount 10%",3) | % | =SUBTOTAL(G8:G8) | 1 | =PRODUCT(C9*E9,F9) | =G9
B |  | Waste | =XGETVALUE("Waste 2.5%",3) | % | =SUBTOTAL(G8:G9) | 1 | =PRODUCT(C10*E10,F10) | =G10
B | Roofer | Roofer all types | 5 | hrs | =XGETRATE("LAB1",$A11,2) | 1 | =PRODUCT(C11*E11,F11) | =G11
B |  | Margin | =XGETVALUE("Builders margin",3) | % | =SUBTOTAL(G1:G11) | 1 | =PRODUCT(C12*E12,F12) | =G12
I | T26.17.205 | 2500mm x 1965mm | T26.17_Rooflights_Adlux | No
B | GDv2520SD | 2500*1965 Giant Dome, Single, Fixed Venting | 1 | each | =XGETRATE("ROF",$A1,2) | 1 | =PRODUCT(C1*E1,F1) | =G1
B |  | Discount | =XGETVALUE("Discount 10%",3) | % | =SUBTOTAL(G1:G1) | 1 | =PRODUCT(C2*E2,F2) | =G2
B |  | Waste | =XGETVALUE("Waste 2.5%",3) | % | =SUBTOTAL(G1:G2) | 1 | =PRODUCT(C3*E3,F3) | =G3
B | GD2520FL | 2500*1965 Giant Dome Flash | 1 | each | =XGETRATE("ROF",$A4,2) | 1 | =PRODUCT(C4*E4,F4) | =G4
B |  | Discount | =XGETVALUE("Discount 10%",3) | % | =SUBTOTAL(G4:G4) | 1 | =PRODUCT(C5*E5,F5) | =G5
B |  | Waste | =XGETVALUE("Waste 2.5%",3) | % | =SUBTOTAL(G4:G5) | 1 | =PRODUCT(C6*E6,F6) | =G6
B | AdluxFreight3 | Freight zone and size 3 | 1 | each | =XGETRATE("ROF",$A7,2) | 1 | =PRODUCT(C7*E7,F7) | =G7
B | PM_41FAS_493 | SCREW T17 HEX 14G 75MM CL4-B8 NEO 100PK | 6 | jar | =XGETRATE("SUP1",$A8,2) | 0.01 | =PRODUCT(C8*E8,F8) | =G8
B |  | Discount | =XGETVALUE("Discount 10%",3) | % | =SUBTOTAL(G8:G8) | 1 | =PRODUCT(C9*E9,F9) | =G9
B |  | Waste | =XGETVALUE("Waste 2.5%",3) | % | =SUBTOTAL(G8:G9) | 1 | =PRODUCT(C10*E10,F10) | =G10
B | Roofer | Roofer all types | 5 | hrs | =XGETRATE("LAB1",$A11,2) | 1 | =PRODUCT(C11*E11,F11) | =G11
B |  | Margin | =XGETVALUE("Builders margin",3) | % | =SUBTOTAL(G1:G11) | 1 | =PRODUCT(C12*E12,F12) | =G12
I | T26.17.209 | <b>Adlux Superdome Acrylic Rooflight</b> | T26.17_Rooflights_Adlux
I | T26.17.213 | Non-ventilating, single dome | T26.17_Rooflights_Adlux
I | T26.17.217 | 860mm diameter | T26.17_Rooflights_Adlux | No
B | SD800SD | 860 dia Superdome, Single, Non-vented | 1 | each | =XGETRATE("ROF",$A1,2) | 1 | =PRODUCT(C1*E1,F1) | =G1
B |  | Discount | =XGETVALUE("Discount 10%",3) | % | =SUBTOTAL(G1:G1) | 1 | =PRODUCT(C2*E2,F2) | =G2
B |  | Waste | =XGETVALUE("Waste 2.5%",3) | % | =SUBTOTAL(G1:G2) | 1 | =PRODUCT(C3*E3,F3) | =G3
B | PY108FL | 600*600 Pyramid, Flashing | 1 | each | =XGETRATE("ROF",$A4,2) | 1 | =PRODUCT(C4*E4,F4) | =G4
B |  | Discount | =XGETVALUE("Discount 10%",3) | % | =SUBTOTAL(G4:G4) | 1 | =PRODUCT(C5*E5,F5) | =G5
B |  | Waste | =XGETVALUE("Waste 2.5%",3) | % | =SUBTOTAL(G4:G5) | 1 | =PRODUCT(C6*E6,F6) | =G6
B | AdluxFreight1 | Freight zone and size 1 | 1 | each | =XGETRATE("ROF",$A7,2) | 1 | =PRODUCT(C7*E7,F7) | =G7
B | PM_41FAS_493 | SCREW T17 HEX 14G 75MM CL4-B8 NEO 100PK | 6 | jar | =XGETRATE("SUP1",$A8,2) | 0.01 | =PRODUCT(C8*E8,F8) | =G8
B |  | Discount | =XGETVALUE("Discount 10%",3) | % | =SUBTOTAL(G8:G8) | 1 | =PRODUCT(C9*E9,F9) | =G9
B |  | Waste | =XGETVALUE("Waste 2.5%",3) | % | =SUBTOTAL(G8:G9) | 1 | =PRODUCT(C10*E10,F10) | =G10
B | Roofer | Roofer all types | 2.5 | hrs | =XGETRATE("LAB1",$A11,2) | 1 | =PRODUCT(C11*E11,F11) | =G11
B |  | Margin | =XGETVALUE("Builders margin",3) | % | =SUBTOTAL(G1:G11) | 1 | =PRODUCT(C12*E12,F12) | =G12
B |  | SD flashings not available, use Pyramid flashing prices
I | T26.17.221 | 1060mm diameter | T26.17_Rooflights_Adlux | No
B | SD1000SD | 1060 dia Superdome, Single, Non-vented | 1 | each | =XGETRATE("ROF",$A1,2) | 1 | =PRODUCT(C1*E1,F1) | =G1
B |  | Discount | =XGETVALUE("Discount 10%",3) | % | =SUBTOTAL(G1:G1) | 1 | =PRODUCT(C2*E2,F2) | =G2
B |  | Waste | =XGETVALUE("Waste 2.5%",3) | % | =SUBTOTAL(G1:G2) | 1 | =PRODUCT(C3*E3,F3) | =G3
B | PY185FL | 900*900 Pyramid, Flashing | 1 | each | =XGETRATE("ROF",$A4,2) | 1 | =PRODUCT(C4*E4,F4) | =G4
B |  | Discount | =XGETVALUE("Discount 10%",3) | % | =SUBTOTAL(G4:G4) | 1 | =PRODUCT(C5*E5,F5) | =G5
B |  | Waste | =XGETVALUE("Waste 2.5%",3) | % | =SUBTOTAL(G4:G5) | 1 | =PRODUCT(C6*E6,F6) | =G6
B | AdluxFreight1 | Freight zone and size 1 | 1 | each | =XGETRATE("ROF",$A7,2) | 1 | =PRODUCT(C7*E7,F7) | =G7
B | PM_41FAS_493 | SCREW T17 HEX 14G 75MM CL4-B8 NEO 100PK | 6 | jar | =XGETRATE("SUP1",$A8,2) | 0.01 | =PRODUCT(C8*E8,F8) | =G8
B |  | Discount | =XGETVALUE("Discount 10%",3) | % | =SUBTOTAL(G8:G8) | 1 | =PRODUCT(C9*E9,F9) | =G9
B |  | Waste | =XGETVALUE("Waste 2.5%",3) | % | =SUBTOTAL(G8:G9) | 1 | =PRODUCT(C10*E10,F10) | =G10
B | Roofer | Roofer all types | 2.5 | hrs | =XGETRATE("LAB1",$A11,2) | 1 | =PRODUCT(C11*E11,F11) | =G11
B |  | Margin | =XGETVALUE("Builders margin",3) | % | =SUBTOTAL(G1:G11) | 1 | =PRODUCT(C12*E12,F12) | =G12
B |  | SD flashings not available, use Pyramid flashing prices
I | T26.17.225 | 1560mm diameter | T26.17_Rooflights_Adlux | No
B | SD1500SD | 1560 dia Superdome, Single, Non-vented | 1 | each | =XGETRATE("ROF",$A1,2) | 1 | =PRODUCT(C1*E1,F1) | =G1
B |  | Discount | =XGETVALUE("Discount 10%",3) | % | =SUBTOTAL(G1:G1) | 1 | =PRODUCT(C2*E2,F2) | =G2
B |  | Waste | =XGETVALUE("Waste 2.5%",3) | % | =SUBTOTAL(G1:G2) | 1 | =PRODUCT(C3*E3,F3) | =G3
B | PY252FL | 1205*1205 Pyramid, Flashing | 1 | each | =XGETRATE("ROF",$A4,2) | 1 | =PRODUCT(C4*E4,F4) | =G4
B |  | Discount | =XGETVALUE("Discount 10%",3) | % | =SUBTOTAL(G4:G4) | 1 | =PRODUCT(C5*E5,F5) | =G5
B |  | Waste | =XGETVALUE("Waste 2.5%",3) | % | =SUBTOTAL(G4:G5) | 1 | =PRODUCT(C6*E6,F6) | =G6
B | AdluxFreight2 | Freight zone and size 2 | 1 | each | =XGETRATE("ROF",$A7,2) | 1 | =PRODUCT(C7*E7,F7) | =G7
B | PM_41FAS_493 | SCREW T17 HEX 14G 75MM CL4-B8 NEO 100PK | 6 | jar | =XGETRATE("SUP1",$A8,2) | 0.01 | =PRODUCT(C8*E8,F8) | =G8
B |  | Discount | =XGETVALUE("Discount 10%",3) | % | =SUBTOTAL(G8:G8) | 1 | =PRODUCT(C9*E9,F9) | =G9
B |  | Waste | =XGETVALUE("Waste 2.5%",3) | % | =SUBTOTAL(G8:G9) | 1 | =PRODUCT(C10*E10,F10) | =G10
B | Roofer | Roofer all types | 3.5 | hrs | =XGETRATE("LAB1",$A11,2) | 1 | =PRODUCT(C11*E11,F11) | =G11
B |  | Margin | =XGETVALUE("Builders margin",3) | % | =SUBTOTAL(G1:G11) | 1 | =PRODUCT(C12*E12,F12) | =G12
B |  | SD flashings not available, use Pyramid flashing prices
I | T26.17.229 | 1860mm diameter | T26.17_Rooflights_Adlux | No
B | SD1800SD | 1860 dia Superdome, Single, Non-vented | 1 | each | =XGETRATE("ROF",$A1,2) | 1 | =PRODUCT(C1*E1,F1) | =G1
B |  | Discount | =XGETVALUE("Discount 10%",3) | % | =SUBTOTAL(G1:G1) | 1 | =PRODUCT(C2*E2,F2) | =G2
B |  | Waste | =XGETVALUE("Waste 2.5%",3) | % | =SUBTOTAL(G1:G2) | 1 | =PRODUCT(C3*E3,F3) | =G3
B | PY1616FL | 1655*1655 Pyramid, Flashing | 1 | each | =XGETRATE("ROF",$A4,2) | 1 | =PRODUCT(C4*E4,F4) | =G4
B |  | Discount | =XGETVALUE("Discount 10%",3) | % | =SUBTOTAL(G4:G4) | 1 | =PRODUCT(C5*E5,F5) | =G5
B |  | Waste | =XGETVALUE("Waste 2.5%",3) | % | =SUBTOTAL(G4:G5) | 1 | =PRODUCT(C6*E6,F6) | =G6
B | AdluxFreight3 | Freight zone and size 3 | 1 | each | =XGETRATE("ROF",$A7,2) | 1 | =PRODUCT(C7*E7,F7) | =G7
B | PM_41FAS_493 | SCREW T17 HEX 14G 75MM CL4-B8 NEO 100PK | 6 | jar | =XGETRATE("SUP1",$A8,2) | 0.01 | =PRODUCT(C8*E8,F8) | =G8
B |  | Discount | =XGETVALUE("Discount 10%",3) | % | =SUBTOTAL(G8:G8) | 1 | =PRODUCT(C9*E9,F9) | =G9
B |  | Waste | =XGETVALUE("Waste 2.5%",3) | % | =SUBTOTAL(G8:G9) | 1 | =PRODUCT(C10*E10,F10) | =G10
B | Roofer | Roofer all types | 5 | hrs | =XGETRATE("LAB1",$A11,2) | 1 | =PRODUCT(C11*E11,F11) | =G11
B |  | Margin | =XGETVALUE("Builders margin",3) | % | =SUBTOTAL(G1:G11) | 1 | =PRODUCT(C12*E12,F12) | =G12
B |  | SD flashings not available, use Pyramid flashing prices
I | T26.17.233 | 1260mm diameter | T26.17_Rooflights_Adlux | No
B | SD1200SD | 1260 dia Superdome, Single, Non-vented | 1 | each | =XGETRATE("ROF",$A1,2) | 1 | =PRODUCT(C1*E1,F1) | =G1
B |  | Discount | =XGETVALUE("Discount 10%",3) | % | =SUBTOTAL(G1:G1) | 1 | =PRODUCT(C2*E2,F2) | =G2
B |  | Waste | =XGETVALUE("Waste 2.5%",3) | % | =SUBTOTAL(G1:G2) | 1 | =PRODUCT(C3*E3,F3) | =G3
B | PY252FL | 1205*1205 Pyramid, Flashing | 1 | each | =XGETRATE("ROF",$A4,2) | 1 | =PRODUCT(C4*E4,F4) | =G4
B |  | Discount | =XGETVALUE("Discount 10%",3) | % | =SUBTOTAL(G4:G4) | 1 | =PRODUCT(C5*E5,F5) | =G5
B |  | Waste | =XGETVALUE("Waste 2.5%",3) | % | =SUBTOTAL(G4:G5) | 1 | =PRODUCT(C6*E6,F6) | =G6
B | AdluxFreight3 | Freight zone and size 3 | 1 | each | =XGETRATE("ROF",$A7,2) | 1 | =PRODUCT(C7*E7,F7) | =G7
B | PM_41FAS_493 | SCREW T17 HEX 14G 75MM CL4-B8 NEO 100PK | 6 | jar | =XGETRATE("SUP1",$A8,2) | 0.01 | =PRODUCT(C8*E8,F8) | =G8
B |  | Discount | =XGETVALUE("Discount 10%",3) | % | =SUBTOTAL(G8:G8) | 1 | =PRODUCT(C9*E9,F9) | =G9
B |  | Waste | =XGETVALUE("Waste 2.5%",3) | % | =SUBTOTAL(G8:G9) | 1 | =PRODUCT(C10*E10,F10) | =G10
B | Roofer | Roofer all types | 5 | hrs | =XGETRATE("LAB1",$A11,2) | 1 | =PRODUCT(C11*E11,F11) | =G11
B |  | Margin | =XGETVALUE("Builders margin",3) | % | =SUBTOTAL(G1:G11) | 1 | =PRODUCT(C12*E12,F12) | =G12
B |  | SD flashings not available, use Pyramid flashing prices
I | T26.17.237 | Fixed Venting, single dome | T26.17_Rooflights_Adlux
I | T26.17.241 | 860mm diameter | T26.17_Rooflights_Adlux | No
B | SDv800SD | 860 dia Superdome, Single, Fixed Venting | 1 | each | =XGETRATE("ROF",$A1,2) | 1 | =PRODUCT(C1*E1,F1) | =G1
B |  | Discount | =XGETVALUE("Discount 10%",3) | % | =SUBTOTAL(G1:G1) | 1 | =PRODUCT(C2*E2,F2) | =G2
B |  | Waste | =XGETVALUE("Waste 2.5%",3) | % | =SUBTOTAL(G1:G2) | 1 | =PRODUCT(C3*E3,F3) | =G3
B | PY108FL | 690*690 Pyramid, Flashing | 1 | each | =XGETRATE("ROF",$A4,2) | 1 | =PRODUCT(C4*E4,F4) | =G4
B |  | Discount | =XGETVALUE("Discount 10%",3) | % | =SUBTOTAL(G4:G4) | 1 | =PRODUCT(C5*E5,F5) | =G5
B |  | Waste | =XGETVALUE("Waste 2.5%",3) | % | =SUBTOTAL(G4:G5) | 1 | =PRODUCT(C6*E6,F6) | =G6
B | AdluxFreight1 | Freight zone and size 1 | 1 | each | =XGETRATE("ROF",$A7,2) | 1 | =PRODUCT(C7*E7,F7) | =G7
B | PM_41FAS_493 | SCREW T17 HEX 14G 75MM CL4-B8 NEO 100PK | 6 | jar | =XGETRATE("SUP1",$A8,2) | 0.01 | =PRODUCT(C8*E8,F8) | =G8
B |  | Discount | =XGETVALUE("Discount 10%",3) | % | =SUBTOTAL(G8:G8) | 1 | =PRODUCT(C9*E9,F9) | =G9
B |  | Waste | =XGETVALUE("Waste 2.5%",3) | % | =SUBTOTAL(G8:G9) | 1 | =PRODUCT(C10*E10,F10) | =G10
B | Roofer | Roofer all types | 2.5 | hrs | =XGETRATE("LAB1",$A11,2) | 1 | =PRODUCT(C11*E11,F11) | =G11
B |  | Margin | =XGETVALUE("Builders margin",3) | % | =SUBTOTAL(G1:G11) | 1 | =PRODUCT(C12*E12,F12) | =G12
B |  | SD flashings not available, use Pyramid flashing prices
I | T26.17.245 | 1060mm diameter | T26.17_Rooflights_Adlux | No
B | SDv1000SD | 1060 dia Superdome, Single, Fixed Venting | 1 | each | =XGETRATE("ROF",$A1,2) | 1 | =PRODUCT(C1*E1,F1) | =G1
B |  | Discount | =XGETVALUE("Discount 10%",3) | % | =SUBTOTAL(G1:G1) | 1 | =PRODUCT(C2*E2,F2) | =G2
B |  | Waste | =XGETVALUE("Waste 2.5%",3) | % | =SUBTOTAL(G1:G2) | 1 | =PRODUCT(C3*E3,F3) | =G3
B | PY185FL | 900*900 Pyramid, Flashing | 1 | each | =XGETRATE("ROF",$A4,2) | 1 | =PRODUCT(C4*E4,F4) | =G4
B |  | Discount | =XGETVALUE("Discount 10%",3) | % | =SUBTOTAL(G4:G4) | 1 | =PRODUCT(C5*E5,F5) | =G5
B |  | Waste | =XGETVALUE("Waste 2.5%",3) | % | =SUBTOTAL(G4:G5) | 1 | =PRODUCT(C6*E6,F6) | =G6
B | AdluxFreight1 | Freight zone and size 1 | 1 | each | =XGETRATE("ROF",$A7,2) | 1 | =PRODUCT(C7*E7,F7) | =G7
B | PM_41FAS_493 | SCREW T17 HEX 14G 75MM CL4-B8 NEO 100PK | 6 | jar | =XGETRATE("SUP1",$A8,2) | 0.01 | =PRODUCT(C8*E8,F8) | =G8
B |  | Discount | =XGETVALUE("Discount 10%",3) | % | =SUBTOTAL(G8:G8) | 1 | =PRODUCT(C9*E9,F9) | =G9
B |  | Waste | =XGETVALUE("Waste 2.5%",3) | % | =SUBTOTAL(G8:G9) | 1 | =PRODUCT(C10*E10,F10) | =G10
B | Roofer | Roofer all types | 2.5 | hrs | =XGETRATE("LAB1",$A11,2) | 1 | =PRODUCT(C11*E11,F11) | =G11
B |  | Margin | =XGETVALUE("Builders margin",3) | % | =SUBTOTAL(G1:G11) | 1 | =PRODUCT(C12*E12,F12) | =G12
B |  | SD flashings not available, use Pyramid flashing prices
I | T26.17.249 | 1560mm diameter | T26.17_Rooflights_Adlux | No
B | SDv1500SD | 1560 dia Superdome, Single, Fixed Venting | 1 | each | =XGETRATE("ROF",$A1,2) | 1 | =PRODUCT(C1*E1,F1) | =G1
B |  | Discount | =XGETVALUE("Discount 10%",3) | % | =SUBTOTAL(G1:G1) | 1 | =PRODUCT(C2*E2,F2) | =G2
B |  | Waste | =XGETVALUE("Waste 2.5%",3) | % | =SUBTOTAL(G1:G2) | 1 | =PRODUCT(C3*E3,F3) | =G3
B | PY252FL | 1300*1300 Pyramid, Flashing | 1 | each | =XGETRATE("ROF",$A4,2) | 1 | =PRODUCT(C4*E4,F4) | =G4
B |  | Discount | =XGETVALUE("Discount 10%",3) | % | =SUBTOTAL(G4:G4) | 1 | =PRODUCT(C5*E5,F5) | =G5
B |  | Waste | =XGETVALUE("Waste 2.5%",3) | % | =SUBTOTAL(G4:G5) | 1 | =PRODUCT(C6*E6,F6) | =G6
B | AdluxFreight2 | Freight zone and size 2 | 1 | each | =XGETRATE("ROF",$A7,2) | 1 | =PRODUCT(C7*E7,F7) | =G7
B | PM_41FAS_493 | SCREW T17 HEX 14G 75MM CL4-B8 NEO 100PK | 6 | jar | =XGETRATE("SUP1",$A8,2) | 0.01 | =PRODUCT(C8*E8,F8) | =G8
B |  | Discount | =XGETVALUE("Discount 10%",3) | % | =SUBTOTAL(G8:G8) | 1 | =PRODUCT(C9*E9,F9) | =G9
B |  | Waste | =XGETVALUE("Waste 2.5%",3) | % | =SUBTOTAL(G8:G9) | 1 | =PRODUCT(C10*E10,F10) | =G10
B | Roofer | Roofer all types | 3.5 | hrs | =XGETRATE("LAB1",$A11,2) | 1 | =PRODUCT(C11*E11,F11) | =G11
B |  | Margin | =XGETVALUE("Builders margin",3) | % | =SUBTOTAL(G1:G11) | 1 | =PRODUCT(C12*E12,F12) | =G12
B |  | SD flashings not available, use Pyramid flashing prices
I | T26.17.253 | 1860mm diameter | T26.17_Rooflights_Adlux | No
B | SDv1800SD | 1860 dia Superdome, Single, Fixed Venting | 1 | each | =XGETRATE("ROF",$A1,2) | 1 | =PRODUCT(C1*E1,F1) | =G1
B |  | Discount | =XGETVALUE("Discount 10%",3) | % | =SUBTOTAL(G1:G1) | 1 | =PRODUCT(C2*E2,F2) | =G2
B |  | Waste | =XGETVALUE("Waste 2.5%",3) | % | =SUBTOTAL(G1:G2) | 1 | =PRODUCT(C3*E3,F3) | =G3
B | PY1616FL | 1655*1655 Pyramid, Flashing | 1 | each | =XGETRATE("ROF",$A4,2) | 1 | =PRODUCT(C4*E4,F4) | =G4
B |  | Discount | =XGETVALUE("Discount 10%",3) | % | =SUBTOTAL(G4:G4) | 1 | =PRODUCT(C5*E5,F5) | =G5
B |  | Waste | =XGETVALUE("Waste 2.5%",3) | % | =SUBTOTAL(G4:G5) | 1 | =PRODUCT(C6*E6,F6) | =G6
B | AdluxFreight3 | Freight zone and size 3 | 1 | each | =XGETRATE("ROF",$A7,2) | 1 | =PRODUCT(C7*E7,F7) | =G7
B | PM_41FAS_493 | SCREW T17 HEX 14G 75MM CL4-B8 NEO 100PK | 6 | jar | =XGETRATE("SUP1",$A8,2) | 0.01 | =PRODUCT(C8*E8,F8) | =G8
B |  | Discount | =XGETVALUE("Discount 10%",3) | % | =SUBTOTAL(G8:G8) | 1 | =PRODUCT(C9*E9,F9) | =G9
B |  | Waste | =XGETVALUE("Waste 2.5%",3) | % | =SUBTOTAL(G8:G9) | 1 | =PRODUCT(C10*E10,F10) | =G10
B | Roofer | Roofer all types | 5 | hrs | =XGETRATE("LAB1",$A11,2) | 1 | =PRODUCT(C11*E11,F11) | =G11
B |  | Margin | =XGETVALUE("Builders margin",3) | % | =SUBTOTAL(G1:G11) | 1 | =PRODUCT(C12*E12,F12) | =G12
B |  | SD flashings not available, use Pyramid flashing prices
I | T26.17.257 | 1260mm diameter | T26.17_Rooflights_Adlux | No
B | SDv1200SD | 1260 dia Superdome, Single, Fixed Venting | 1 | each | =XGETRATE("ROF",$A1,2) | 1 | =PRODUCT(C1*E1,F1) | =G1
B |  | Discount | =XGETVALUE("Discount 10%",3) | % | =SUBTOTAL(G1:G1) | 1 | =PRODUCT(C2*E2,F2) | =G2
B |  | Waste | =XGETVALUE("Waste 2.5%",3) | % | =SUBTOTAL(G1:G2) | 1 | =PRODUCT(C3*E3,F3) | =G3
B | PY252FL | 1205*1205 Pyramid, Flashing | 1 | each | =XGETRATE("ROF",$A4,2) | 1 | =PRODUCT(C4*E4,F4) | =G4
B |  | Discount | =XGETVALUE("Discount 10%",3) | % | =SUBTOTAL(G4:G4) | 1 | =PRODUCT(C5*E5,F5) | =G5
B |  | Waste | =XGETVALUE("Waste 2.5%",3) | % | =SUBTOTAL(G4:G5) | 1 | =PRODUCT(C6*E6,F6) | =G6
B | AdluxFreight3 | Freight zone and size 3 | 1 | each | =XGETRATE("ROF",$A7,2) | 1 | =PRODUCT(C7*E7,F7) | =G7
B | PM_41FAS_493 | SCREW T17 HEX 14G 75MM CL4-B8 NEO 100PK | 6 | jar | =XGETRATE("SUP1",$A8,2) | 0.01 | =PRODUCT(C8*E8,F8) | =G8
B |  | Discount | =XGETVALUE("Discount 10%",3) | % | =SUBTOTAL(G8:G8) | 1 | =PRODUCT(C9*E9,F9) | =G9
B |  | Waste | =XGETVALUE("Waste 2.5%",3) | % | =SUBTOTAL(G8:G9) | 1 | =PRODUCT(C10*E10,F10) | =G10
B | Roofer | Roofer all types | 5 | hrs | =XGETRATE("LAB1",$A11,2) | 1 | =PRODUCT(C11*E11,F11) | =G11
B |  | Margin | =XGETVALUE("Builders margin",3) | % | =SUBTOTAL(G1:G11) | 1 | =PRODUCT(C12*E12,F12) | =G12
B |  | SD flashings not available, use Pyramid flashing prices
I | T26.17.261 | <b>Adlux Maxlight Skylight</b> to metal roof, self flashing and light diffuser at ceiling | T26.17_Rooflights_Adlux
I | T26.17.265 | Non-vented, with flexible reflector tube | T26.17_Rooflights_Adlux
I | T26.17.269 | 250mm diameter | T26.17_Rooflights_Adlux | No
B | TL300SFNV | 250 dia Maxlight, budget flexi, non-vent, self flashing | 1 | each | =XGETRATE("ROF",$A1,2) | 1 | =PRODUCT(C1*E1,F1) | =G1
B |  | Discount | =XGETVALUE("Discount 10%",3) | % | =SUBTOTAL(G1:G1) | 1 | =PRODUCT(C2*E2,F2) | =G2
B |  | Waste | =XGETVALUE("Waste 2.5%",3) | % | =SUBTOTAL(G1:G2) | 1 | =PRODUCT(C3*E3,F3) | =G3
B | AdluxFreight1 | Freight zone and size 1 | 1 | each | =XGETRATE("ROF",$A4,2) | 1 | =PRODUCT(C4*E4,F4) | =G4
B |  | Discount freight down for smaller product | -0.6 | % | =SUBTOTAL(G4:G4) | 1 | =PRODUCT(C5*E5,F5) | =G5
B | PM_41FAS_493 | SCREW T17 HEX 14G 75MM CL4-B8 NEO 100PK | 4 | jar | =XGETRATE("SUP1",$A6,2) | 0.01 | =PRODUCT(C6*E6,F6) | =G6
B |  | Discount | =XGETVALUE("Discount 10%",3) | % | =SUBTOTAL(G6:G6) | 1 | =PRODUCT(C7*E7,F7) | =G7
B |  | Waste | =XGETVALUE("Waste 2.5%",3) | % | =SUBTOTAL(G6:G7) | 1 | =PRODUCT(C8*E8,F8) | =G8
B | Roofer | Roofer all types | 3 | hrs | =XGETRATE("LAB1",$A9,2) | 1 | =PRODUCT(C9*E9,F9) | =G9
B |  | Margin | =XGETVALUE("Builders margin",3) | % | =SUBTOTAL(G1:G9) | 1 | =PRODUCT(C10*E10,F10) | =G10
I | T26.17.273 | 380mm diameter | T26.17_Rooflights_Adlux | No
B | TL550SFNV | 380 dia Maxlight, budget flexi, non-vent, self flashing | 1 | each | =XGETRATE("ROF",$A1,2) | 1 | =PRODUCT(C1*E1,F1) | =G1
B |  | Discount | =XGETVALUE("Discount 10%",3) | % | =SUBTOTAL(G1:G1) | 1 | =PRODUCT(C2*E2,F2) | =G2
B |  | Waste | =XGETVALUE("Waste 2.5%",3) | % | =SUBTOTAL(G1:G2) | 1 | =PRODUCT(C3*E3,F3) | =G3
B | AdluxFreight1 | Freight zone and size 1 | 1 | each | =XGETRATE("ROF",$A4,2) | 1 | =PRODUCT(C4*E4,F4) | =G4
B |  | Discount freight down for smaller product | -0.6 | % | =SUBTOTAL(G4:G4) | 1 | =PRODUCT(C5*E5,F5) | =G5
B | PM_41FAS_493 | SCREW T17 HEX 14G 75MM CL4-B8 NEO 100PK | 4 | JAR | =XGETRATE("SUP1",$A6,2) | 0.01 | =PRODUCT(C6*E6,F6) | =G6
B |  | Discount | =XGETVALUE("Discount 10%",3) | % | =SUBTOTAL(G6:G6) | 1 | =PRODUCT(C7*E7,F7) | =G7
B |  | Waste | =XGETVALUE("Waste 2.5%",3) | % | =SUBTOTAL(G6:G7) | 1 | =PRODUCT(C8*E8,F8) | =G8
B | Roofer | Roofer all types | 5 | hrs | =XGETRATE("LAB1",$A9,2) | 1 | =PRODUCT(C9*E9,F9) | =G9
B |  | Margin | =XGETVALUE("Builders margin",3) | % | =SUBTOTAL(G1:G9) | 1 | =PRODUCT(C10*E10,F10) | =G10
I | T26.17.277 | Non-vented, with rigid reflector tube | T26.17_Rooflights_Adlux
I | T26.17.281 | 250mm diameter | T26.17_Rooflights_Adlux | No
B | TL300SFMV | 250 dia Maxlight, rigid tube, non-vent, self flashing | 1 | each | =XGETRATE("ROF",$A1,2) | 1 | =PRODUCT(C1*E1,F1) | =G1
B |  | Discount | =XGETVALUE("Discount 10%",3) | % | =SUBTOTAL(G1:G1) | 1 | =PRODUCT(C2*E2,F2) | =G2
B |  | Waste | =XGETVALUE("Waste 2.5%",3) | % | =SUBTOTAL(G1:G2) | 1 | =PRODUCT(C3*E3,F3) | =G3
B | AdluxFreight1 | Freight zone and size 1 | 1 | each | =XGETRATE("ROF",$A4,2) | 1 | =PRODUCT(C4*E4,F4) | =G4
B |  | Discount freight down for smaller product | -0.6 | % | =SUBTOTAL(G4:G4) | 1 | =PRODUCT(C5*E5,F5) | =G5
B | PM_41FAS_493 | SCREW T17 HEX 14G 75MM CL4-B8 NEO 100PK | 4 | jar | =XGETRATE("SUP1",$A6,2) | 0.01 | =PRODUCT(C6*E6,F6) | =G6
B |  | Discount | =XGETVALUE("Discount 10%",3) | % | =SUBTOTAL(G6:G6) | 1 | =PRODUCT(C7*E7,F7) | =G7
B |  | Waste | =XGETVALUE("Waste 2.5%",3) | % | =SUBTOTAL(G6:G7) | 1 | =PRODUCT(C8*E8,F8) | =G8
B | Roofer | Roofer all types | 3 | hrs | =XGETRATE("LAB1",$A9,2) | 1 | =PRODUCT(C9*E9,F9) | =G9
B |  | Margin | =XGETVALUE("Builders margin",3) | % | =SUBTOTAL(G1:G9) | 1 | =PRODUCT(C10*E10,F10) | =G10
I | T26.17.285 | 380mm diameter | T26.17_Rooflights_Adlux | No
B | TL550SFMV | 380 dia Maxlight, rigid tube, non-vent, self flashing | 1 | each | =XGETRATE("ROF",$A1,2) | 1 | =PRODUCT(C1*E1,F1) | =G1
B |  | Discount | =XGETVALUE("Discount 10%",3) | % | =SUBTOTAL(G1:G1) | 1 | =PRODUCT(C2*E2,F2) | =G2
B |  | Waste | =XGETVALUE("Waste 2.5%",3) | % | =SUBTOTAL(G1:G2) | 1 | =PRODUCT(C3*E3,F3) | =G3
B | AdluxFreight1 | Freight zone and size 1 | 1 | each | =XGETRATE("ROF",$A4,2) | 1 | =PRODUCT(C4*E4,F4) | =G4
B |  | Discount freight down for smaller product | -0.6 | % | =SUBTOTAL(G4:G4) | 1 | =PRODUCT(C5*E5,F5) | =G5
B | PM_41FAS_493 | SCREW T17 HEX 14G 75MM CL4-B8 NEO 100PK | 4 | JAR | =XGETRATE("SUP1",$A6,2) | 0.01 | =PRODUCT(C6*E6,F6) | =G6
B |  | Discount | =XGETVALUE("Discount 10%",3) | % | =SUBTOTAL(G6:G6) | 1 | =PRODUCT(C7*E7,F7) | =G7
B |  | Waste | =XGETVALUE("Waste 2.5%",3) | % | =SUBTOTAL(G6:G7) | 1 | =PRODUCT(C8*E8,F8) | =G8
B | Roofer | Roofer all types | 5 | hrs | =XGETRATE("LAB1",$A9,2) | 1 | =PRODUCT(C9*E9,F9) | =G9
B |  | Margin | =XGETVALUE("Builders margin",3) | % | =SUBTOTAL(G1:G9) | 1 | =PRODUCT(C10*E10,F10) | =G10
I | T26.17.289 | Vented | T26.17_Rooflights_Adlux
I | T26.17.293 | 250mm diameter, mechanically vented | T26.17_Rooflights_Adlux | No
B | TL300SFPV | 250 dia Maxlight, rigid tube, mechanical vent, self flashing | 1 | each | =XGETRATE("ROF",$A1,2) | 1 | =PRODUCT(C1*E1,F1) | =G1
B |  | Discount | =XGETVALUE("Discount 10%",3) | % | =SUBTOTAL(G1:G1) | 1 | =PRODUCT(C2*E2,F2) | =G2
B |  | Waste | =XGETVALUE("Waste 2.5%",3) | % | =SUBTOTAL(G1:G2) | 1 | =PRODUCT(C3*E3,F3) | =G3
B | AdluxFreight1 | Freight zone and size 1 | 1 | each | =XGETRATE("ROF",$A4,2) | 1 | =PRODUCT(C4*E4,F4) | =G4
B |  | Discount freight down for smaller product | -0.6 | % | =SUBTOTAL(G4:G4) | 1 | =PRODUCT(C5*E5,F5) | =G5
B | PM_41FAS_493 | SCREW T17 HEX 14G 75MM CL4-B8 NEO 100PK | 4 | jar | =XGETRATE("SUP1",$A6,2) | 0.01 | =PRODUCT(C6*E6,F6) | =G6
B |  | Discount | =XGETVALUE("Discount 10%",3) | % | =SUBTOTAL(G6:G6) | 1 | =PRODUCT(C7*E7,F7) | =G7
B |  | Waste | =XGETVALUE("Waste 2.5%",3) | % | =SUBTOTAL(G6:G7) | 1 | =PRODUCT(C8*E8,F8) | =G8
B | Roofer | Roofer all types | 3 | hrs | =XGETRATE("LAB1",$A9,2) | 1 | =PRODUCT(C9*E9,F9) | =G9
B |  | Margin | =XGETVALUE("Builders margin",3) | % | =SUBTOTAL(G1:G9) | 1 | =PRODUCT(C10*E10,F10) | =G10
I | T26.17.297 | <b>Add<b/> for | T26.17_Rooflights_Adlux | No
I | T26.17.300 | Passive ventilation to 250/380 dia Maxlight | T26.17_Rooflights_Adlux | No
B | TL550SFPV | Add for 250/380 dia Maxlight, separate ventilation | 1 | each | =XGETRATE("ROF",$A1,2) | 1 | =PRODUCT(C1*E1,F1) | =G1
B |  | Discount | =XGETVALUE("Discount 10%",3) | % | =SUBTOTAL(G1:G1) | 1 | =PRODUCT(C2*E2,F2) | =G2
B |  | Waste | =XGETVALUE("Waste 2.5%",3) | % | =SUBTOTAL(G1:G2) | 1 | =PRODUCT(C3*E3,F3) | =G3
B | AdluxFreight1 | Freight zone and size 1 | 1 | each | =XGETRATE("ROF",$A4,2) | 1 | =PRODUCT(C4*E4,F4) | =G4
B |  | Discount freight down for smaller product | -0.6 | % | =SUBTOTAL(G4:G4) | 1 | =PRODUCT(C5*E5,F5) | =G5
B | PM_41FAS_493 | SCREW T17 HEX 14G 75MM CL4-B8 NEO 100PK | 4 | JAR | =XGETRATE("SUP1",$A6,2) | 0.01 | =PRODUCT(C6*E6,F6) | =G6
B |  | Discount | =XGETVALUE("Discount 10%",3) | % | =SUBTOTAL(G6:G6) | 1 | =PRODUCT(C7*E7,F7) | =G7
B |  | Waste | =XGETVALUE("Waste 2.5%",3) | % | =SUBTOTAL(G6:G7) | 1 | =PRODUCT(C8*E8,F8) | =G8
B | Roofer | Roofer all types | 5 | hrs | =XGETRATE("LAB1",$A9,2) | 1 | =PRODUCT(C9*E9,F9) | =G9
B |  | Margin | =XGETVALUE("Builders margin",3) | % | =SUBTOTAL(G1:G9) | 1 | =PRODUCT(C10*E10,F10) | =G10
I | T26.17.301 | <b>Adlux Spanlite Rooflight</b> | T26.17_Rooflights_Adlux
I | T26.17.305 | Non-ventilating, single dome | T26.17_Rooflights_Adlux
I | T26.17.309 | 630mm x 630mm | T26.17_Rooflights_Adlux | No
B | SP500SD | 630*630 Spanlite, Single, non-venting | 1 | each | =XGETRATE("ROF",$A1,2) | 1 | =PRODUCT(C1*E1,F1) | =G1
B |  | Discount | =XGETVALUE("Discount 10%",3) | % | =SUBTOTAL(G1:G1) | 1 | =PRODUCT(C2*E2,F2) | =G2
B |  | Waste | =XGETVALUE("Waste 2.5%",3) | % | =SUBTOTAL(G1:G2) | 1 | =PRODUCT(C3*E3,F3) | =G3
B | SP500FL | 630*630 Spanlite, flashing | 1 | each | =XGETRATE("ROF",$A4,2) | 1 | =PRODUCT(C4*E4,F4) | =G4
B |  | Discount | =XGETVALUE("Discount 10%",3) | % | =SUBTOTAL(G4:G4) | 1 | =PRODUCT(C5*E5,F5) | =G5
B |  | Waste | =XGETVALUE("Waste 2.5%",3) | % | =SUBTOTAL(G4:G5) | 1 | =PRODUCT(C6*E6,F6) | =G6
B | AdluxFreight1 | Freight zone and size 1 | 1 | each | =XGETRATE("ROF",$A7,2) | 1 | =PRODUCT(C7*E7,F7) | =G7
B | PM_41FAS_493 | SCREW T17 HEX 14G 75MM CL4-B8 NEO 100PK | 6 | jar | =XGETRATE("SUP1",$A8,2) | 0.01 | =PRODUCT(C8*E8,F8) | =G8
B |  | Discount | =XGETVALUE("Discount 10%",3) | % | =SUBTOTAL(G8:G8) | 1 | =PRODUCT(C9*E9,F9) | =G9
B |  | Waste | =XGETVALUE("Waste 2.5%",3) | % | =SUBTOTAL(G8:G9) | 1 | =PRODUCT(C10*E10,F10) | =G10
B | Roofer | Roofer all types | 1.5 | hrs | =XGETRATE("LAB1",$A11,2) | 1 | =PRODUCT(C11*E11,F11) | =G11
B |  | Margin | =XGETVALUE("Builders margin",3) | % | =SUBTOTAL(G1:G11) | 1 | =PRODUCT(C12*E12,F12) | =G12
I | T26.17.313 | 845mm x 845mm | T26.17_Rooflights_Adlux | No
B | SP800SD | 930*930 Spanlite, Single, non-venting | 1 | each | =XGETRATE("ROF",$A1,2) | 1 | =PRODUCT(C1*E1,F1) | =G1
B |  | Discount | =XGETVALUE("Discount 10%",3) | % | =SUBTOTAL(G1:G1) | 1 | =PRODUCT(C2*E2,F2) | =G2
B |  | Waste | =XGETVALUE("Waste 2.5%",3) | % | =SUBTOTAL(G1:G2) | 1 | =PRODUCT(C3*E3,F3) | =G3
B | SP800FL | 930*930 Spanlite, flashing | 1 | each | =XGETRATE("ROF",$A4,2) | 1 | =PRODUCT(C4*E4,F4) | =G4
B |  | Discount | =XGETVALUE("Discount 10%",3) | % | =SUBTOTAL(G4:G4) | 1 | =PRODUCT(C5*E5,F5) | =G5
B |  | Waste | =XGETVALUE("Waste 2.5%",3) | % | =SUBTOTAL(G4:G5) | 1 | =PRODUCT(C6*E6,F6) | =G6
B | AdluxFreight1 | Freight zone and size 1 | 1 | each | =XGETRATE("ROF",$A7,2) | 1 | =PRODUCT(C7*E7,F7) | =G7
B | PM_41FAS_493 | SCREW T17 HEX 14G 75MM CL4-B8 NEO 100PK | 6 | jar | =XGETRATE("SUP1",$A8,2) | 0.01 | =PRODUCT(C8*E8,F8) | =G8
B |  | Discount | =XGETVALUE("Discount 10%",3) | % | =SUBTOTAL(G8:G8) | 1 | =PRODUCT(C9*E9,F9) | =G9
B |  | Waste | =XGETVALUE("Waste 2.5%",3) | % | =SUBTOTAL(G8:G9) | 1 | =PRODUCT(C10*E10,F10) | =G10
B | Roofer | Roofer all types | 1.5 | hrs | =XGETRATE("LAB1",$A11,2) | 1 | =PRODUCT(C11*E11,F11) | =G11
B |  | Margin | =XGETVALUE("Builders margin",3) | % | =SUBTOTAL(G1:G11) | 1 | =PRODUCT(C12*E12,F12) | =G12
I | T26.17.317 | 1130mm x 1130mm | T26.17_Rooflights_Adlux | No
B | SP1000SD | 1130*1130 Spanlite, Single, non-venting | 1 | each | =XGETRATE("ROF",$A1,2) | 1 | =PRODUCT(C1*E1,F1) | =G1
B |  | Discount | =XGETVALUE("Discount 10%",3) | % | =SUBTOTAL(G1:G1) | 1 | =PRODUCT(C2*E2,F2) | =G2
B |  | Waste | =XGETVALUE("Waste 2.5%",3) | % | =SUBTOTAL(G1:G2) | 1 | =PRODUCT(C3*E3,F3) | =G3
B | SP1000FL | 1130*1130 Spanlite, flashing | 1 | each | =XGETRATE("ROF",$A4,2) | 1 | =PRODUCT(C4*E4,F4) | =G4
B |  | Discount | =XGETVALUE("Discount 10%",3) | % | =SUBTOTAL(G4:G4) | 1 | =PRODUCT(C5*E5,F5) | =G5
B |  | Waste | =XGETVALUE("Waste 2.5%",3) | % | =SUBTOTAL(G4:G5) | 1 | =PRODUCT(C6*E6,F6) | =G6
B | AdluxFreight1 | Freight zone and size 1 | 1 | each | =XGETRATE("ROF",$A7,2) | 1 | =PRODUCT(C7*E7,F7) | =G7
B | PM_41FAS_493 | SCREW T17 HEX 14G 75MM CL4-B8 NEO 100PK | 6 | jar | =XGETRATE("SUP1",$A8,2) | 0.01 | =PRODUCT(C8*E8,F8) | =G8
B |  | Discount | =XGETVALUE("Discount 10%",3) | % | =SUBTOTAL(G8:G8) | 1 | =PRODUCT(C9*E9,F9) | =G9
B |  | Waste | =XGETVALUE("Waste 2.5%",3) | % | =SUBTOTAL(G8:G9) | 1 | =PRODUCT(C10*E10,F10) | =G10
B | Roofer | Roofer all types | 2 | hrs | =XGETRATE("LAB1",$A11,2) | 1 | =PRODUCT(C11*E11,F11) | =G11
B |  | Margin | =XGETVALUE("Builders margin",3) | % | =SUBTOTAL(G1:G11) | 1 | =PRODUCT(C12*E12,F12) | =G12
I | T26.17.321 | 1330mm x 1330mm | T26.17_Rooflights_Adlux | No
B | SP1200SD | 1330*1330 Spanlite, Single, non-venting | 1 | each | =XGETRATE("ROF",$A1,2) | 1 | =PRODUCT(C1*E1,F1) | =G1
B |  | Discount | =XGETVALUE("Discount 10%",3) | % | =SUBTOTAL(G1:G1) | 1 | =PRODUCT(C2*E2,F2) | =G2
B |  | Waste | =XGETVALUE("Waste 2.5%",3) | % | =SUBTOTAL(G1:G2) | 1 | =PRODUCT(C3*E3,F3) | =G3
B | SP1200FL | 1330*1330 Spanlite, flashing | 1 | each | =XGETRATE("ROF",$A4,2) | 1 | =PRODUCT(C4*E4,F4) | =G4
B |  | Discount | =XGETVALUE("Discount 10%",3) | % | =SUBTOTAL(G4:G4) | 1 | =PRODUCT(C5*E5,F5) | =G5
B |  | Waste | =XGETVALUE("Waste 2.5%",3) | % | =SUBTOTAL(G4:G5) | 1 | =PRODUCT(C6*E6,F6) | =G6
B | AdluxFreight1 | Freight zone and size 1 | 1 | each | =XGETRATE("ROF",$A7,2) | 1 | =PRODUCT(C7*E7,F7) | =G7
B | PM_41FAS_493 | SCREW T17 HEX 14G 75MM CL4-B8 NEO 100PK | 6 | jar | =XGETRATE("SUP1",$A8,2) | 0.01 | =PRODUCT(C8*E8,F8) | =G8
B |  | Discount | =XGETVALUE("Discount 10%",3) | % | =SUBTOTAL(G8:G8) | 1 | =PRODUCT(C9*E9,F9) | =G9
B |  | Waste | =XGETVALUE("Waste 2.5%",3) | % | =SUBTOTAL(G8:G9) | 1 | =PRODUCT(C10*E10,F10) | =G10
B | Roofer | Roofer all types | 1.5 | hrs | =XGETRATE("LAB1",$A11,2) | 1 | =PRODUCT(C11*E11,F11) | =G11
B |  | Margin | =XGETVALUE("Builders margin",3) | % | =SUBTOTAL(G1:G11) | 1 | =PRODUCT(C12*E12,F12) | =G12
I | T26.17.325 | 1930mm x 1130mm | T26.17_Rooflights_Adlux | No
B | SP1810SD | 1930*1130 Spanlite, Single, non-venting | 1 | each | =XGETRATE("ROF",$A1,2) | 1 | =PRODUCT(C1*E1,F1) | =G1
B |  | Discount | =XGETVALUE("Discount 10%",3) | % | =SUBTOTAL(G1:G1) | 1 | =PRODUCT(C2*E2,F2) | =G2
B |  | Waste | =XGETVALUE("Waste 2.5%",3) | % | =SUBTOTAL(G1:G2) | 1 | =PRODUCT(C3*E3,F3) | =G3
B | SP1810FL | 1930*1130 Spanlite, flashing | 1 | each | =XGETRATE("ROF",$A4,2) | 1 | =PRODUCT(C4*E4,F4) | =G4
B |  | Discount | =XGETVALUE("Discount 10%",3) | % | =SUBTOTAL(G4:G4) | 1 | =PRODUCT(C5*E5,F5) | =G5
B |  | Waste | =XGETVALUE("Waste 2.5%",3) | % | =SUBTOTAL(G4:G5) | 1 | =PRODUCT(C6*E6,F6) | =G6
B | AdluxFreight1 | Freight zone and size 1 | 1 | each | =XGETRATE("ROF",$A7,2) | 1 | =PRODUCT(C7*E7,F7) | =G7
B | PM_41FAS_493 | SCREW T17 HEX 14G 75MM CL4-B8 NEO 100PK | 6 | jar | =XGETRATE("SUP1",$A8,2) | 0.01 | =PRODUCT(C8*E8,F8) | =G8
B |  | Discount | =XGETVALUE("Discount 10%",3) | % | =SUBTOTAL(G8:G8) | 1 | =PRODUCT(C9*E9,F9) | =G9
B |  | Waste | =XGETVALUE("Waste 2.5%",3) | % | =SUBTOTAL(G8:G9) | 1 | =PRODUCT(C10*E10,F10) | =G10
B | Roofer | Roofer all types | 1.5 | hrs | =XGETRATE("LAB1",$A11,2) | 1 | =PRODUCT(C11*E11,F11) | =G11
B |  | Margin | =XGETVALUE("Builders margin",3) | % | =SUBTOTAL(G1:G11) | 1 | =PRODUCT(C12*E12,F12) | =G12
I | T26.17.329 | <b>Adlux Eco Skylight,</b> low profile, low pitch, with recycled ABS plastic frame | T26.17_Rooflights_Adlux
I | T26.17.333 | 717mm x 717mm | T26.17_Rooflights_Adlux | No
B | RWA77 | 717*717 Eco Skylight | 1 | each | =XGETRATE("ROF",$A1,2) | 1 | =PRODUCT(C1*E1,F1) | =G1
B |  | Discount | =XGETVALUE("Discount 10%",3) | % | =SUBTOTAL(G1:G1) | 1 | =PRODUCT(C2*E2,F2) | =G2
B |  | Waste | =XGETVALUE("Waste 2.5%",3) | % | =SUBTOTAL(G1:G2) | 1 | =PRODUCT(C3*E3,F3) | =G3
B | RWA77FL | 717*717 Eco Skylight flashing | 1 | each | =XGETRATE("ROF",$A4,2) | 1 | =PRODUCT(C4*E4,F4) | =G4
B |  | Discount | =XGETVALUE("Discount 10%",3) | % | =SUBTOTAL(G4:G4) | 1 | =PRODUCT(C5*E5,F5) | =G5
B |  | Waste | =XGETVALUE("Waste 2.5%",3) | % | =SUBTOTAL(G4:G5) | 1 | =PRODUCT(C6*E6,F6) | =G6
B | AdluxFreight1 | Freight zone and size 1 | 1 | each | =XGETRATE("ROF",$A7,2) | 1 | =PRODUCT(C7*E7,F7) | =G7
B |  | Discount freight down for smaller product | -0.6 | % | =SUBTOTAL(G7:G7) | 1 | =PRODUCT(C8*E8,F8) | =G8
B | PM_41FAS_493 | SCREW T17 HEX 14G 75MM CL4-B8 NEO 100PK | 6 | jar | =XGETRATE("SUP1",$A9,2) | 0.01 | =PRODUCT(C9*E9,F9) | =G9
B |  | Discount | =XGETVALUE("Discount 10%",3) | % | =SUBTOTAL(G9:G9) | 1 | =PRODUCT(C10*E10,F10) | =G10
B |  | Waste | =XGETVALUE("Waste 2.5%",3) | % | =SUBTOTAL(G9:G10) | 1 | =PRODUCT(C11*E11,F11) | =G11
B | Roofer | Roofer all types | 2.5 | hrs | =XGETRATE("LAB1",$A12,2) | 1 | =PRODUCT(C12*E12,F12) | =G12
B |  | Margin | =XGETVALUE("Builders margin",3) | % | =SUBTOTAL(G1:G12) | 1 | =PRODUCT(C13*E13,F13) | =G13
I | T26.17.337 | 920mm x 920mm | T26.17_Rooflights_Adlux | No
B | RWA99 | 920*920 Eco Skylight | 1 | each | =XGETRATE("ROF",$A1,2) | 1 | =PRODUCT(C1*E1,F1) | =G1
B |  | Discount | =XGETVALUE("Discount 10%",3) | % | =SUBTOTAL(G1:G1) | 1 | =PRODUCT(C2*E2,F2) | =G2
B |  | Waste | =XGETVALUE("Waste 2.5%",3) | % | =SUBTOTAL(G1:G2) | 1 | =PRODUCT(C3*E3,F3) | =G3
B | RWA99FL | 920*920 Eco Skylight flashing | 1 | each | =XGETRATE("ROF",$A4,2) | 1 | =PRODUCT(C4*E4,F4) | =G4
B |  | Discount | =XGETVALUE("Discount 10%",3) | % | =SUBTOTAL(G4:G4) | 1 | =PRODUCT(C5*E5,F5) | =G5
B |  | Waste | =XGETVALUE("Waste 2.5%",3) | % | =SUBTOTAL(G4:G5) | 1 | =PRODUCT(C6*E6,F6) | =G6
B | AdluxFreight1 | Freight zone and size 1 | 1 | each | =XGETRATE("ROF",$A7,2) | 1 | =PRODUCT(C7*E7,F7) | =G7
B |  | Discount freight down for smaller product | -0.6 | % | =SUBTOTAL(G7:G7) | 1 | =PRODUCT(C8*E8,F8) | =G8
B | PM_41FAS_493 | SCREW T17 HEX 14G 75MM CL4-B8 NEO 100PK | 6 | jar | =XGETRATE("SUP1",$A9,2) | 0.01 | =PRODUCT(C9*E9,F9) | =G9
B |  | Discount | =XGETVALUE("Discount 10%",3) | % | =SUBTOTAL(G9:G9) | 1 | =PRODUCT(C10*E10,F10) | =G10
B |  | Waste | =XGETVALUE("Waste 2.5%",3) | % | =SUBTOTAL(G9:G10) | 1 | =PRODUCT(C11*E11,F11) | =G11
B | Roofer | Roofer all types | 2.5 | hrs | =XGETRATE("LAB1",$A12,2) | 1 | =PRODUCT(C12*E12,F12) | =G12
B |  | Margin | =XGETVALUE("Builders margin",3) | % | =SUBTOTAL(G1:G12) | 1 | =PRODUCT(C13*E13,F13) | =G13
I | T26.17.341 | 1040mm x 840mm | T26.17_Rooflights_Adlux | No
B | RWA108 | 1040*840 Eco Skylight | 1 | each | =XGETRATE("ROF",$A1,2) | 1 | =PRODUCT(C1*E1,F1) | =G1
B |  | Discount | =XGETVALUE("Discount 10%",3) | % | =SUBTOTAL(G1:G1) | 1 | =PRODUCT(C2*E2,F2) | =G2
B |  | Waste | =XGETVALUE("Waste 2.5%",3) | % | =SUBTOTAL(G1:G2) | 1 | =PRODUCT(C3*E3,F3) | =G3
B | RWA108FL | 1040*840 Eco Skylight flashing | 1 | each | =XGETRATE("ROF",$A4,2) | 1 | =PRODUCT(C4*E4,F4) | =G4
B |  | Discount | =XGETVALUE("Discount 10%",3) | % | =SUBTOTAL(G4:G4) | 1 | =PRODUCT(C5*E5,F5) | =G5
B |  | Waste | =XGETVALUE("Waste 2.5%",3) | % | =SUBTOTAL(G4:G5) | 1 | =PRODUCT(C6*E6,F6) | =G6
B | AdluxFreight1 | Freight zone and size 1 | 1 | each | =XGETRATE("ROF",$A7,2) | 1 | =PRODUCT(C7*E7,F7) | =G7
B |  | Discount freight down for smaller product | -0.6 | % | =SUBTOTAL(G7:G7) | 1 | =PRODUCT(C8*E8,F8) | =G8
B | PM_41FAS_493 | SCREW T17 HEX 14G 75MM CL4-B8 NEO 100PK | 6 | jar | =XGETRATE("SUP1",$A9,2) | 0.01 | =PRODUCT(C9*E9,F9) | =G9
B |  | Discount | =XGETVALUE("Discount 10%",3) | % | =SUBTOTAL(G9:G9) | 1 | =PRODUCT(C10*E10,F10) | =G10
B |  | Waste | =XGETVALUE("Waste 2.5%",3) | % | =SUBTOTAL(G9:G10) | 1 | =PRODUCT(C11*E11,F11) | =G11
B | Roofer | Roofer all types | 2.5 | hrs | =XGETRATE("LAB1",$A12,2) | 1 | =PRODUCT(C12*E12,F12) | =G12
B |  | Margin | =XGETVALUE("Builders margin",3) | % | =SUBTOTAL(G1:G12) | 1 | =PRODUCT(C13*E13,F13) | =G13
I | T26.17.345 | 1326mm x 717mm | T26.17_Rooflights_Adlux | No
B | RWA137 | 1326*717 Eco Skylight | 1 | each | =XGETRATE("ROF",$A1,2) | 1 | =PRODUCT(C1*E1,F1) | =G1
B |  | Discount | =XGETVALUE("Discount 10%",3) | % | =SUBTOTAL(G1:G1) | 1 | =PRODUCT(C2*E2,F2) | =G2
B |  | Waste | =XGETVALUE("Waste 2.5%",3) | % | =SUBTOTAL(G1:G2) | 1 | =PRODUCT(C3*E3,F3) | =G3
B | RWA137FL | 1326*717 Eco Skylight flashing | 1 | each | =XGETRATE("ROF",$A4,2) | 1 | =PRODUCT(C4*E4,F4) | =G4
B |  | Discount | =XGETVALUE("Discount 10%",3) | % | =SUBTOTAL(G4:G4) | 1 | =PRODUCT(C5*E5,F5) | =G5
B |  | Waste | =XGETVALUE("Waste 2.5%",3) | % | =SUBTOTAL(G4:G5) | 1 | =PRODUCT(C6*E6,F6) | =G6
B | AdluxFreight1 | Freight zone and size 1 | 1 | each | =XGETRATE("ROF",$A7,2) | 1 | =PRODUCT(C7*E7,F7) | =G7
B |  | Discount freight down for smaller product | -0.6 | % | =SUBTOTAL(G7:G7) | 1 | =PRODUCT(C8*E8,F8) | =G8
B | PM_41FAS_493 | SCREW T17 HEX 14G 75MM CL4-B8 NEO 100PK | 6 | jar | =XGETRATE("SUP1",$A9,2) | 0.01 | =PRODUCT(C9*E9,F9) | =G9
B |  | Discount | =XGETVALUE("Discount 10%",3) | % | =SUBTOTAL(G9:G9) | 1 | =PRODUCT(C10*E10,F10) | =G10
B |  | Waste | =XGETVALUE("Waste 2.5%",3) | % | =SUBTOTAL(G9:G10) | 1 | =PRODUCT(C11*E11,F11) | =G11
B | Roofer | Roofer all types | 4 | hrs | =XGETRATE("LAB1",$A12,2) | 1 | =PRODUCT(C12*E12,F12) | =G12
B |  | Margin | =XGETVALUE("Builders margin",3) | % | =SUBTOTAL(G1:G12) | 1 | =PRODUCT(C13*E13,F13) | =G13
I | T26.17.349 | 1240mm x 1200mm | T26.17_Rooflights_Adlux | No
B | RWA1212 | 1240*1200 Eco Skylight | 1 | each | =XGETRATE("ROF",$A1,2) | 1 | =PRODUCT(C1*E1,F1) | =G1
B |  | Discount | =XGETVALUE("Discount 10%",3) | % | =SUBTOTAL(G1:G1) | 1 | =PRODUCT(C2*E2,F2) | =G2
B |  | Waste | =XGETVALUE("Waste 2.5%",3) | % | =SUBTOTAL(G1:G2) | 1 | =PRODUCT(C3*E3,F3) | =G3
B | RWA1212FL | 1240*1200 Eco Skylight flashing | 1 | each | =XGETRATE("ROF",$A4,2) | 1 | =PRODUCT(C4*E4,F4) | =G4
B |  | Discount | =XGETVALUE("Discount 10%",3) | % | =SUBTOTAL(G4:G4) | 1 | =PRODUCT(C5*E5,F5) | =G5
B |  | Waste | =XGETVALUE("Waste 2.5%",3) | % | =SUBTOTAL(G4:G5) | 1 | =PRODUCT(C6*E6,F6) | =G6
B | AdluxFreight1 | Freight zone and size 1 | 1 | each | =XGETRATE("ROF",$A7,2) | 1 | =PRODUCT(C7*E7,F7) | =G7
B |  | Discount freight down for smaller product | -0.6 | % | =SUBTOTAL(G7:G7) | 1 | =PRODUCT(C8*E8,F8) | =G8
B | PM_41FAS_493 | SCREW T17 HEX 14G 75MM CL4-B8 NEO 100PK | 6 | jar | =XGETRATE("SUP1",$A9,2) | 0.01 | =PRODUCT(C9*E9,F9) | =G9
B |  | Discount | =XGETVALUE("Discount 10%",3) | % | =SUBTOTAL(G9:G9) | 1 | =PRODUCT(C10*E10,F10) | =G10
B |  | Waste | =XGETVALUE("Waste 2.5%",3) | % | =SUBTOTAL(G9:G10) | 1 | =PRODUCT(C11*E11,F11) | =G11
B | Roofer | Roofer all types | 4 | hrs | =XGETRATE("LAB1",$A12,2) | 1 | =PRODUCT(C12*E12,F12) | =G12
B |  | Margin | =XGETVALUE("Builders margin",3) | % | =SUBTOTAL(G1:G12) | 1 | =PRODUCT(C13*E13,F13) | =G13
I | T26.17.353 | 1460mm x 1200mm | T26.17_Rooflights_Adlux | No
B | RWA1412 | 1460*1200 Eco Skylight | 1 | each | =XGETRATE("ROF",$A1,2) | 1 | =PRODUCT(C1*E1,F1) | =G1
B |  | Discount | =XGETVALUE("Discount 10%",3) | % | =SUBTOTAL(G1:G1) | 1 | =PRODUCT(C2*E2,F2) | =G2
B |  | Waste | =XGETVALUE("Waste 2.5%",3) | % | =SUBTOTAL(G1:G2) | 1 | =PRODUCT(C3*E3,F3) | =G3
B | RWA1412FL | 1460*1200 Eco Skylight flashing | 1 | each | =XGETRATE("ROF",$A4,2) | 1 | =PRODUCT(C4*E4,F4) | =G4
B |  | Discount | =XGETVALUE("Discount 10%",3) | % | =SUBTOTAL(G4:G4) | 1 | =PRODUCT(C5*E5,F5) | =G5
B |  | Waste | =XGETVALUE("Waste 2.5%",3) | % | =SUBTOTAL(G4:G5) | 1 | =PRODUCT(C6*E6,F6) | =G6
B | AdluxFreight1 | Freight zone and size 1 | 1 | each | =XGETRATE("ROF",$A7,2) | 1 | =PRODUCT(C7*E7,F7) | =G7
B |  | Discount freight down for smaller product | -0.6 | % | =SUBTOTAL(G7:G7) | 1 | =PRODUCT(C8*E8,F8) | =G8
B | PM_41FAS_493 | SCREW T17 HEX 14G 75MM CL4-B8 NEO 100PK | 6 | jar | =XGETRATE("SUP1",$A9,2) | 0.01 | =PRODUCT(C9*E9,F9) | =G9
B |  | Discount | =XGETVALUE("Discount 10%",3) | % | =SUBTOTAL(G9:G9) | 1 | =PRODUCT(C10*E10,F10) | =G10
B |  | Waste | =XGETVALUE("Waste 2.5%",3) | % | =SUBTOTAL(G9:G10) | 1 | =PRODUCT(C11*E11,F11) | =G11
B | Roofer | Roofer all types | 4 | hrs | =XGETRATE("LAB1",$A12,2) | 1 | =PRODUCT(C12*E12,F12) | =G12
B |  | Margin | =XGETVALUE("Builders margin",3) | % | =SUBTOTAL(G1:G12) | 1 | =PRODUCT(C13*E13,F13) | =G13
I | T26.17.357 | <b>Velux Skylight,</b> with High Performance double glazing with NEAT™ coating on outer pane, includes proprietary flashing, installed into new roof | T26.17_Rooflights_Velux
I | T26.17.361 | Fixed skylight, with timber frame | T26.17_Rooflights_Velux
c | T26.17.365 | 550mm x 700mm | T26.17_Rooflights_Velux | No
B | PM_56WDW_125 | VELUX FSC01 FIXED SKYLIGHT 550x700 | 1 | ea | =XGETRATE("ROF",$A1,2) | 1 | =PRODUCT(C1*E1,F1) | =G1
B |  | Discount | =XGETVALUE("Discount 10%",3) | % | =SUBTOTAL(G1:G1) | 1 | =PRODUCT(C2*E2,F2) | =G2
B |  | Waste | =XGETVALUE("Waste 2.5%",3) | % | =SUBTOTAL(G1:G2) | 1 | =PRODUCT(C3*E3,F3) | =G3
B | PM_56WDW_064 | VELUX EDWC01 FLASHING TILE & METAL | 1 | ea | =XGETRATE("ROF",$A4,2) | 1 | =PRODUCT(C4*E4,F4) | =G4
B |  | Discount | =XGETVALUE("Discount 10%",3) | % | =SUBTOTAL(G4:G4) | 1 | =PRODUCT(C5*E5,F5) | =G5
B |  | Waste | =XGETVALUE("Waste 2.5%",3) | % | =SUBTOTAL(G4:G5) | 1 | =PRODUCT(C6*E6,F6) | =G6
B | PM_41FAS_493 | SCREW T17 HEX 14G 75MM CL4-B8 NEO 100PK | 6 | jar | =XGETRATE("SUP1",$A7,2) | 0.01 | =PRODUCT(C7*E7,F7) | =G7
B |  | Discount | =XGETVALUE("Discount 10%",3) | % | =SUBTOTAL(G7:G7) | 1 | =PRODUCT(C8*E8,F8) | =G8
B |  | Waste | =XGETVALUE("Waste 2.5%",3) | % | =SUBTOTAL(G7:G8) | 1 | =PRODUCT(C9*E9,F9) | =G9
B | Roofer | Roofer all types | 5 | hrs | =XGETRATE("LAB1",$A10,2) | 1 | =PRODUCT(C10*E10,F10) | =G10
B |  | Margin | =XGETVALUE("Builders margin",3) | % | =SUBTOTAL(G1:G10) | 1 | =PRODUCT(C11*E11,F11) | =G11
I | T26.17.369 | 550mm x 980mm | T26.17_Rooflights_Velux | No
B | PM_56WDW_037 | VELUX FS104 FIXED SKYLIGHT | 1 | ea | =XGETRATE("ROF",$A1,2) | 1 | =PRODUCT(C1*E1,F1) | =G1
B |  | Discount | =XGETVALUE("Discount 10%",3) | % | =SUBTOTAL(G1:G1) | 1 | =PRODUCT(C2*E2,F2) | =G2
B |  | Waste | =XGETVALUE("Waste 2.5%",3) | % | =SUBTOTAL(G1:G2) | 1 | =PRODUCT(C3*E3,F3) | =G3
B | PM_56WDW_067 | VELUX EDW104 FLASHING TILE & METAL | 1 | ea | =XGETRATE("ROF",$A4,2) | 1 | =PRODUCT(C4*E4,F4) | =G4
B |  | Discount | =XGETVALUE("Discount 10%",3) | % | =SUBTOTAL(G4:G4) | 1 | =PRODUCT(C5*E5,F5) | =G5
B |  | Waste | =XGETVALUE("Waste 2.5%",3) | % | =SUBTOTAL(G4:G5) | 1 | =PRODUCT(C6*E6,F6) | =G6
B | PM_41FAS_493 | SCREW T17 HEX 14G 75MM CL4-B8 NEO 100PK | 6 | jar | =XGETRATE("SUP1",$A7,2) | 0.01 | =PRODUCT(C7*E7,F7) | =G7
B |  | Discount | =XGETVALUE("Discount 10%",3) | % | =SUBTOTAL(G7:G7) | 1 | =PRODUCT(C8*E8,F8) | =G8
B |  | Waste | =XGETVALUE("Waste 2.5%",3) | % | =SUBTOTAL(G7:G8) | 1 | =PRODUCT(C9*E9,F9) | =G9
B | Roofer | Roofer all types | 5 | hrs | =XGETRATE("LAB1",$A10,2) | 1 | =PRODUCT(C10*E10,F10) | =G10
B |  | Margin | =XGETVALUE("Builders margin",3) | % | =SUBTOTAL(G1:G10) | 1 | =PRODUCT(C11*E11,F11) | =G11
I | T26.17.373 | 780mm x 980mm | T26.17_Rooflights_Velux | No
B | PM_56WDW_040 | VELUX FS304 FIXED SKYLIGHT | 1 | ea | =XGETRATE("ROF",$A1,2) | 1 | =PRODUCT(C1*E1,F1) | =G1
B |  | Discount | =XGETVALUE("Discount 10%",3) | % | =SUBTOTAL(G1:G1) | 1 | =PRODUCT(C2*E2,F2) | =G2
B |  | Waste | =XGETVALUE("Waste 2.5%",3) | % | =SUBTOTAL(G1:G2) | 1 | =PRODUCT(C3*E3,F3) | =G3
B | PM_56WDW_070 | VELUX EDW304 FLASHING TILE & METAL | 1 | ea | =XGETRATE("ROF",$A4,2) | 1 | =PRODUCT(C4*E4,F4) | =G4
B |  | Discount | =XGETVALUE("Discount 10%",3) | % | =SUBTOTAL(G4:G4) | 1 | =PRODUCT(C5*E5,F5) | =G5
B |  | Waste | =XGETVALUE("Waste 2.5%",3) | % | =SUBTOTAL(G4:G5) | 1 | =PRODUCT(C6*E6,F6) | =G6
B | PM_41FAS_493 | SCREW T17 HEX 14G 75MM CL4-B8 NEO 100PK | 6 | jar | =XGETRATE("SUP1",$A7,2) | 0.01 | =PRODUCT(C7*E7,F7) | =G7
B |  | Discount | =XGETVALUE("Discount 10%",3) | % | =SUBTOTAL(G7:G7) | 1 | =PRODUCT(C8*E8,F8) | =G8
B |  | Waste | =XGETVALUE("Waste 2.5%",3) | % | =SUBTOTAL(G7:G8) | 1 | =PRODUCT(C9*E9,F9) | =G9
B | Roofer | Roofer all types | 5 | hrs | =XGETRATE("LAB1",$A10,2) | 1 | =PRODUCT(C10*E10,F10) | =G10
B |  | Margin | =XGETVALUE("Builders margin",3) | % | =SUBTOTAL(G1:G10) | 1 | =PRODUCT(C11*E11,F11) | =G11
I | T26.17.377 | 780mm x 1400mm | T26.17_Rooflights_Velux | No
B | PM_56WDW_043 | VELUX FS308 FIXED SKYLIGHT | 1 | ea | =XGETRATE("ROF",$A1,2) | 1 | =PRODUCT(C1*E1,F1) | =G1
B |  | Discount | =XGETVALUE("Discount 10%",3) | % | =SUBTOTAL(G1:G1) | 1 | =PRODUCT(C2*E2,F2) | =G2
B |  | Waste | =XGETVALUE("Waste 2.5%",3) | % | =SUBTOTAL(G1:G2) | 1 | =PRODUCT(C3*E3,F3) | =G3
B | PM_56WDW_073 | VELUX EDW308 FLASHING TILE & METAL | 1 | ea | =XGETRATE("ROF",$A4,2) | 1 | =PRODUCT(C4*E4,F4) | =G4
B |  | Discount | =XGETVALUE("Discount 10%",3) | % | =SUBTOTAL(G4:G4) | 1 | =PRODUCT(C5*E5,F5) | =G5
B |  | Waste | =XGETVALUE("Waste 2.5%",3) | % | =SUBTOTAL(G4:G5) | 1 | =PRODUCT(C6*E6,F6) | =G6
B | PM_41FAS_493 | SCREW T17 HEX 14G 75MM CL4-B8 NEO 100PK | 6 | jar | =XGETRATE("SUP1",$A7,2) | 0.01 | =PRODUCT(C7*E7,F7) | =G7
B |  | Discount | =XGETVALUE("Discount 10%",3) | % | =SUBTOTAL(G7:G7) | 1 | =PRODUCT(C8*E8,F8) | =G8
B |  | Waste | =XGETVALUE("Waste 2.5%",3) | % | =SUBTOTAL(G7:G8) | 1 | =PRODUCT(C9*E9,F9) | =G9
B | Roofer | Roofer all types | 6.5 | hrs | =XGETRATE("LAB1",$A10,2) | 1 | =PRODUCT(C10*E10,F10) | =G10
B |  | Margin | =XGETVALUE("Builders margin",3) | % | =SUBTOTAL(G1:G10) | 1 | =PRODUCT(C11*E11,F11) | =G11
I | T26.17.381 | 1140mm x 700mm | T26.17_Rooflights_Velux | No
B | PM_56WDW_046 | VELUX FS601 FIXED SKYLIGHT | 1 | ea | =XGETRATE("ROF",$A1,2) | 1 | =PRODUCT(C1*E1,F1) | =G1
B |  | Discount | =XGETVALUE("Discount 10%",3) | % | =SUBTOTAL(G1:G1) | 1 | =PRODUCT(C2*E2,F2) | =G2
B |  | Waste | =XGETVALUE("Waste 2.5%",3) | % | =SUBTOTAL(G1:G2) | 1 | =PRODUCT(C3*E3,F3) | =G3
B | PM_56WDW_076 | VELUX EDW601 FLASHING TILE & METAL | 1 | ea | =XGETRATE("ROF",$A4,2) | 1 | =PRODUCT(C4*E4,F4) | =G4
B |  | Discount | =XGETVALUE("Discount 10%",3) | % | =SUBTOTAL(G4:G4) | 1 | =PRODUCT(C5*E5,F5) | =G5
B |  | Waste | =XGETVALUE("Waste 2.5%",3) | % | =SUBTOTAL(G4:G5) | 1 | =PRODUCT(C6*E6,F6) | =G6
B | PM_41FAS_493 | SCREW T17 HEX 14G 75MM CL4-B8 NEO 100PK | 6 | jar | =XGETRATE("SUP1",$A7,2) | 0.01 | =PRODUCT(C7*E7,F7) | =G7
B |  | Discount | =XGETVALUE("Discount 10%",3) | % | =SUBTOTAL(G7:G7) | 1 | =PRODUCT(C8*E8,F8) | =G8
B |  | Waste | =XGETVALUE("Waste 2.5%",3) | % | =SUBTOTAL(G7:G8) | 1 | =PRODUCT(C9*E9,F9) | =G9
B | Roofer | Roofer all types | 6.5 | hrs | =XGETRATE("LAB1",$A10,2) | 1 | =PRODUCT(C10*E10,F10) | =G10
B |  | Margin | =XGETVALUE("Builders margin",3) | % | =SUBTOTAL(G1:G10) | 1 | =PRODUCT(C11*E11,F11) | =G11
I | T26.17.385 | 1140mm x 1180mm | T26.17_Rooflights_Velux | No
B | PM_56WDW_130 | VELUX FSS06 FIXED SKYLIGHT 1140x1180 | 1 | ea | =XGETRATE("ROF",$A1,2) | 1 | =PRODUCT(C1*E1,F1) | =G1
B |  | Discount | =XGETVALUE("Discount 10%",3) | % | =SUBTOTAL(G1:G1) | 1 | =PRODUCT(C2*E2,F2) | =G2
B |  | Waste | =XGETVALUE("Waste 2.5%",3) | % | =SUBTOTAL(G1:G2) | 1 | =PRODUCT(C3*E3,F3) | =G3
B | PM_56WDW_079 | VELUX EDW606 FLASHING TILE & METAL | 1 | ea | =XGETRATE("ROF",$A4,2) | 1 | =PRODUCT(C4*E4,F4) | =G4
B |  | Discount | =XGETVALUE("Discount 10%",3) | % | =SUBTOTAL(G4:G4) | 1 | =PRODUCT(C5*E5,F5) | =G5
B |  | Waste | =XGETVALUE("Waste 2.5%",3) | % | =SUBTOTAL(G4:G5) | 1 | =PRODUCT(C6*E6,F6) | =G6
B | PM_41FAS_493 | SCREW T17 HEX 14G 75MM CL4-B8 NEO 100PK | 6 | jar | =XGETRATE("SUP1",$A7,2) | 0.01 | =PRODUCT(C7*E7,F7) | =G7
B |  | Discount | =XGETVALUE("Discount 10%",3) | % | =SUBTOTAL(G7:G7) | 1 | =PRODUCT(C8*E8,F8) | =G8
B |  | Waste | =XGETVALUE("Waste 2.5%",3) | % | =SUBTOTAL(G7:G8) | 1 | =PRODUCT(C9*E9,F9) | =G9
B | Roofer | Roofer all types | 6.5 | hrs | =XGETRATE("LAB1",$A10,2) | 1 | =PRODUCT(C10*E10,F10) | =G10
B |  | Margin | =XGETVALUE("Builders margin",3) | % | =SUBTOTAL(G1:G10) | 1 | =PRODUCT(C11*E11,F11) | =G11
I | T26.17.389 | Manually operated skylight, with timber frame | T26.17_Rooflights_Velux
I | T26.17.393 | 550mm x 980mm | T26.17_Rooflights_Velux | No
B | PM_56WDW_082 | VELUX VSC04 MAN. OPEN SKYLIGHT 550x980 | 1 | ea | =XGETRATE("ROF",$A1,2) | 1 | =PRODUCT(C1*E1,F1) | =G1
B |  | Discount | =XGETVALUE("Discount 10%",3) | % | =SUBTOTAL(G1:G1) | 1 | =PRODUCT(C2*E2,F2) | =G2
B |  | Waste | =XGETVALUE("Waste 2.5%",3) | % | =SUBTOTAL(G1:G2) | 1 | =PRODUCT(C3*E3,F3) | =G3
B | PM_56WDW_067 | VELUX EDW104 FLASHING TILE & METAL | 1 | ea | =XGETRATE("ROF",$A4,2) | 1 | =PRODUCT(C4*E4,F4) | =G4
B |  | Discount | =XGETVALUE("Discount 10%",3) | % | =SUBTOTAL(G4:G4) | 1 | =PRODUCT(C5*E5,F5) | =G5
B |  | Waste | =XGETVALUE("Waste 2.5%",3) | % | =SUBTOTAL(G4:G5) | 1 | =PRODUCT(C6*E6,F6) | =G6
B | PM_41FAS_493 | SCREW T17 HEX 14G 75MM CL4-B8 NEO 100PK | 6 | jar | =XGETRATE("SUP1",$A7,2) | 0.01 | =PRODUCT(C7*E7,F7) | =G7
B |  | Discount | =XGETVALUE("Discount 10%",3) | % | =SUBTOTAL(G7:G7) | 1 | =PRODUCT(C8*E8,F8) | =G8
B |  | Waste | =XGETVALUE("Waste 2.5%",3) | % | =SUBTOTAL(G7:G8) | 1 | =PRODUCT(C9*E9,F9) | =G9
B | Roofer | Roofer all types | 5 | hrs | =XGETRATE("LAB1",$A10,2) | 1 | =PRODUCT(C10*E10,F10) | =G10
B |  | Margin | =XGETVALUE("Builders margin",3) | % | =SUBTOTAL(G1:G10) | 1 | =PRODUCT(C11*E11,F11) | =G11
I | T26.17.397 | 780mm x 980mm | T26.17_Rooflights_Velux | No
B | PM_56WDW_085 | VELUX VSM04 MAN. OPEN SKYLIGHT 780x980 | 1 | ea | =XGETRATE("ROF",$A1,2) | 1 | =PRODUCT(C1*E1,F1) | =G1
B |  | Discount | =XGETVALUE("Discount 10%",3) | % | =SUBTOTAL(G1:G1) | 1 | =PRODUCT(C2*E2,F2) | =G2
B |  | Waste | =XGETVALUE("Waste 2.5%",3) | % | =SUBTOTAL(G1:G2) | 1 | =PRODUCT(C3*E3,F3) | =G3
B | PM_56WDW_070 | VELUX EDW304 FLASHING TILE & METAL | 1 | ea | =XGETRATE("ROF",$A4,2) | 1 | =PRODUCT(C4*E4,F4) | =G4
B |  | Discount | =XGETVALUE("Discount 10%",3) | % | =SUBTOTAL(G4:G4) | 1 | =PRODUCT(C5*E5,F5) | =G5
B |  | Waste | =XGETVALUE("Waste 2.5%",3) | % | =SUBTOTAL(G4:G5) | 1 | =PRODUCT(C6*E6,F6) | =G6
B | PM_41FAS_493 | SCREW T17 HEX 14G 75MM CL4-B8 NEO 100PK | 6 | jar | =XGETRATE("SUP1",$A7,2) | 0.01 | =PRODUCT(C7*E7,F7) | =G7
B |  | Discount | =XGETVALUE("Discount 10%",3) | % | =SUBTOTAL(G7:G7) | 1 | =PRODUCT(C8*E8,F8) | =G8
B |  | Waste | =XGETVALUE("Waste 2.5%",3) | % | =SUBTOTAL(G7:G8) | 1 | =PRODUCT(C9*E9,F9) | =G9
B | Roofer | Roofer all types | 5 | hrs | =XGETRATE("LAB1",$A10,2) | 1 | =PRODUCT(C10*E10,F10) | =G10
B |  | Margin | =XGETVALUE("Builders margin",3) | % | =SUBTOTAL(G1:G10) | 1 | =PRODUCT(C11*E11,F11) | =G11
I | T26.17.401 | 780mm x 1400mm | T26.17_Rooflights_Velux | No
B | PM_56WDW_088 | VELUX VSM08 MAN. OPEN SKYLIGHT 780x1400 | 1 | ea | =XGETRATE("ROF",$A1,2) | 1 | =PRODUCT(C1*E1,F1) | =G1
B |  | Discount | =XGETVALUE("Discount 10%",3) | % | =SUBTOTAL(G1:G1) | 1 | =PRODUCT(C2*E2,F2) | =G2
B |  | Waste | =XGETVALUE("Waste 2.5%",3) | % | =SUBTOTAL(G1:G2) | 1 | =PRODUCT(C3*E3,F3) | =G3
B | PM_56WDW_073 | VELUX EDW308 FLASHING TILE & METAL | 1 | ea | =XGETRATE("ROF",$A4,2) | 1 | =PRODUCT(C4*E4,F4) | =G4
B |  | Discount | =XGETVALUE("Discount 10%",3) | % | =SUBTOTAL(G4:G4) | 1 | =PRODUCT(C5*E5,F5) | =G5
B |  | Waste | =XGETVALUE("Waste 2.5%",3) | % | =SUBTOTAL(G4:G5) | 1 | =PRODUCT(C6*E6,F6) | =G6
B | PM_41FAS_493 | SCREW T17 HEX 14G 75MM CL4-B8 NEO 100PK | 6 | jar | =XGETRATE("SUP1",$A7,2) | 0.01 | =PRODUCT(C7*E7,F7) | =G7
B |  | Discount | =XGETVALUE("Discount 10%",3) | % | =SUBTOTAL(G7:G7) | 1 | =PRODUCT(C8*E8,F8) | =G8
B |  | Waste | =XGETVALUE("Waste 2.5%",3) | % | =SUBTOTAL(G7:G8) | 1 | =PRODUCT(C9*E9,F9) | =G9
B | Roofer | Roofer all types | 6.5 | hrs | =XGETRATE("LAB1",$A10,2) | 1 | =PRODUCT(C10*E10,F10) | =G10
B |  | Margin | =XGETVALUE("Builders margin",3) | % | =SUBTOTAL(G1:G10) | 1 | =PRODUCT(C11*E11,F11) | =G11
I | T26.17.405 | 1140mm x 700mm | T26.17_Rooflights_Velux | No
B | PM_56WDW_091 | VELUX VSS01 MAN. OPEN SKYLIGHT 1140x700 | 1 | ea | =XGETRATE("ROF",$A1,2) | 1 | =PRODUCT(C1*E1,F1) | =G1
B |  | Discount | =XGETVALUE("Discount 10%",3) | % | =SUBTOTAL(G1:G1) | 1 | =PRODUCT(C2*E2,F2) | =G2
B |  | Waste | =XGETVALUE("Waste 2.5%",3) | % | =SUBTOTAL(G1:G2) | 1 | =PRODUCT(C3*E3,F3) | =G3
B | PM_56WDW_076 | VELUX EDW601 FLASHING TILE & METAL | 1 | ea | =XGETRATE("ROF",$A4,2) | 1 | =PRODUCT(C4*E4,F4) | =G4
B |  | Discount | =XGETVALUE("Discount 10%",3) | % | =SUBTOTAL(G4:G4) | 1 | =PRODUCT(C5*E5,F5) | =G5
B |  | Waste | =XGETVALUE("Waste 2.5%",3) | % | =SUBTOTAL(G4:G5) | 1 | =PRODUCT(C6*E6,F6) | =G6
B | PM_41FAS_493 | SCREW T17 HEX 14G 75MM CL4-B8 NEO 100PK | 6 | jar | =XGETRATE("SUP1",$A7,2) | 0.01 | =PRODUCT(C7*E7,F7) | =G7
B |  | Discount | =XGETVALUE("Discount 10%",3) | % | =SUBTOTAL(G7:G7) | 1 | =PRODUCT(C8*E8,F8) | =G8
B |  | Waste | =XGETVALUE("Waste 2.5%",3) | % | =SUBTOTAL(G7:G8) | 1 | =PRODUCT(C9*E9,F9) | =G9
B | Roofer | Roofer all types | 6.5 | hrs | =XGETRATE("LAB1",$A10,2) | 1 | =PRODUCT(C10*E10,F10) | =G10
B |  | Margin | =XGETVALUE("Builders margin",3) | % | =SUBTOTAL(G1:G10) | 1 | =PRODUCT(C11*E11,F11) | =G11
I | T26.17.409 | 1140mm x 1180mm | T26.17_Rooflights_Velux | No
B | PM_56WDW_094 | VELUX VSS06 MAN. OPEN SKYLIGHT 1140x1180 | 1 | ea | =XGETRATE("ROF",$A1,2) | 1 | =PRODUCT(C1*E1,F1) | =G1
B |  | Discount | =XGETVALUE("Discount 10%",3) | % | =SUBTOTAL(G1:G1) | 1 | =PRODUCT(C2*E2,F2) | =G2
B |  | Waste | =XGETVALUE("Waste 2.5%",3) | % | =SUBTOTAL(G1:G2) | 1 | =PRODUCT(C3*E3,F3) | =G3
B | PM_56WDW_079 | VELUX EDW606 FLASHING TILE & METAL | 1 | ea | =XGETRATE("ROF",$A4,2) | 1 | =PRODUCT(C4*E4,F4) | =G4
B |  | Discount | =XGETVALUE("Discount 10%",3) | % | =SUBTOTAL(G4:G4) | 1 | =PRODUCT(C5*E5,F5) | =G5
B |  | Waste | =XGETVALUE("Waste 2.5%",3) | % | =SUBTOTAL(G4:G5) | 1 | =PRODUCT(C6*E6,F6) | =G6
B | PM_41FAS_493 | SCREW T17 HEX 14G 75MM CL4-B8 NEO 100PK | 6 | jar | =XGETRATE("SUP1",$A7,2) | 0.01 | =PRODUCT(C7*E7,F7) | =G7
B |  | Discount | =XGETVALUE("Discount 10%",3) | % | =SUBTOTAL(G7:G7) | 1 | =PRODUCT(C8*E8,F8) | =G8
B |  | Waste | =XGETVALUE("Waste 2.5%",3) | % | =SUBTOTAL(G7:G8) | 1 | =PRODUCT(C9*E9,F9) | =G9
B | Roofer | Roofer all types | 6.5 | hrs | =XGETRATE("LAB1",$A10,2) | 1 | =PRODUCT(C10*E10,F10) | =G10
B |  | Margin | =XGETVALUE("Builders margin",3) | % | =SUBTOTAL(G1:G10) | 1 | =PRODUCT(C11*E11,F11) | =G11
I | T26.17.413 | Electrically operated skylight, with timber frame | T26.17_Rooflights_Velux
I | T26.17.417 | 550mm x 980mm | T26.17_Rooflights_Velux | No
B | PM_56WDW_052 | VELUX VSE104 ELEC OPENING SKYLIGHT | 1 | ea | =XGETRATE("ROF",$A1,2) | 1 | =PRODUCT(C1*E1,F1) | =G1
B |  | Discount | =XGETVALUE("Discount 10%",3) | % | =SUBTOTAL(G1:G1) | 1 | =PRODUCT(C2*E2,F2) | =G2
B |  | Waste | =XGETVALUE("Waste 2.5%",3) | % | =SUBTOTAL(G1:G2) | 1 | =PRODUCT(C3*E3,F3) | =G3
B | PM_56WDW_067 | VELUX EDW104 FLASHING TILE & METAL | 1 | ea | =XGETRATE("ROF",$A4,2) | 1 | =PRODUCT(C4*E4,F4) | =G4
B |  | Discount | =XGETVALUE("Discount 10%",3) | % | =SUBTOTAL(G4:G4) | 1 | =PRODUCT(C5*E5,F5) | =G5
B |  | Waste | =XGETVALUE("Waste 2.5%",3) | % | =SUBTOTAL(G4:G5) | 1 | =PRODUCT(C6*E6,F6) | =G6
B | PM_41FAS_493 | SCREW T17 HEX 14G 75MM CL4-B8 NEO 100PK | 6 | jar | =XGETRATE("SUP1",$A7,2) | 0.01 | =PRODUCT(C7*E7,F7) | =G7
B |  | Discount | =XGETVALUE("Discount 10%",3) | % | =SUBTOTAL(G7:G7) | 1 | =PRODUCT(C8*E8,F8) | =G8
B |  | Waste | =XGETVALUE("Waste 2.5%",3) | % | =SUBTOTAL(G7:G8) | 1 | =PRODUCT(C9*E9,F9) | =G9
B | Roofer | Roofer all types | 5 | hrs | =XGETRATE("LAB1",$A10,2) | 1 | =PRODUCT(C10*E10,F10) | =G10
B |  | Margin | =XGETVALUE("Builders margin",3) | % | =SUBTOTAL(G1:G10) | 1 | =PRODUCT(C11*E11,F11) | =G11
I | T26.17.421 | 780mm x 980mm | T26.17_Rooflights_Velux | No
B | PM_56WDW_135 | VELUX VSEM04 ELECTRIC SKYLIGHT 780x980 | 1 | ea | =XGETRATE("ROF",$A1,2) | 1 | =PRODUCT(C1*E1,F1) | =G1
B |  | Discount | =XGETVALUE("Discount 10%",3) | % | =SUBTOTAL(G1:G1) | 1 | =PRODUCT(C2*E2,F2) | =G2
B |  | Waste | =XGETVALUE("Waste 2.5%",3) | % | =SUBTOTAL(G1:G2) | 1 | =PRODUCT(C3*E3,F3) | =G3
B | PM_56WDW_070 | VELUX EDW304 FLASHING TILE & METAL | 1 | ea | =XGETRATE("ROF",$A4,2) | 1 | =PRODUCT(C4*E4,F4) | =G4
B |  | Discount | =XGETVALUE("Discount 10%",3) | % | =SUBTOTAL(G4:G4) | 1 | =PRODUCT(C5*E5,F5) | =G5
B |  | Waste | =XGETVALUE("Waste 2.5%",3) | % | =SUBTOTAL(G4:G5) | 1 | =PRODUCT(C6*E6,F6) | =G6
B | PM_41FAS_493 | SCREW T17 HEX 14G 75MM CL4-B8 NEO 100PK | 6 | jar | =XGETRATE("SUP1",$A7,2) | 0.01 | =PRODUCT(C7*E7,F7) | =G7
B |  | Discount | =XGETVALUE("Discount 10%",3) | % | =SUBTOTAL(G7:G7) | 1 | =PRODUCT(C8*E8,F8) | =G8
B |  | Waste | =XGETVALUE("Waste 2.5%",3) | % | =SUBTOTAL(G7:G8) | 1 | =PRODUCT(C9*E9,F9) | =G9
B | Roofer | Roofer all types | 5 | hrs | =XGETRATE("LAB1",$A10,2) | 1 | =PRODUCT(C10*E10,F10) | =G10
B |  | Margin | =XGETVALUE("Builders margin",3) | % | =SUBTOTAL(G1:G10) | 1 | =PRODUCT(C11*E11,F11) | =G11
I | T26.17.425 | 780mm x 1400mm | T26.17_Rooflights_Velux | No
B | PM_56WDW_058 | VELUX VSE308 ELEC OPENING SKYLIGHT | 1 | ea | =XGETRATE("ROF",$A1,2) | 1 | =PRODUCT(C1*E1,F1) | =G1
B |  | Discount | =XGETVALUE("Discount 10%",3) | % | =SUBTOTAL(G1:G1) | 1 | =PRODUCT(C2*E2,F2) | =G2
B |  | Waste | =XGETVALUE("Waste 2.5%",3) | % | =SUBTOTAL(G1:G2) | 1 | =PRODUCT(C3*E3,F3) | =G3
B | PM_56WDW_073 | VELUX EDW308 FLASHING TILE & METAL | 1 | ea | =XGETRATE("ROF",$A4,2) | 1 | =PRODUCT(C4*E4,F4) | =G4
B |  | Discount | =XGETVALUE("Discount 10%",3) | % | =SUBTOTAL(G4:G4) | 1 | =PRODUCT(C5*E5,F5) | =G5
B |  | Waste | =XGETVALUE("Waste 2.5%",3) | % | =SUBTOTAL(G4:G5) | 1 | =PRODUCT(C6*E6,F6) | =G6
B | PM_41FAS_493 | SCREW T17 HEX 14G 75MM CL4-B8 NEO 100PK | 6 | jar | =XGETRATE("SUP1",$A7,2) | 0.01 | =PRODUCT(C7*E7,F7) | =G7
B |  | Discount | =XGETVALUE("Discount 10%",3) | % | =SUBTOTAL(G7:G7) | 1 | =PRODUCT(C8*E8,F8) | =G8
B |  | Waste | =XGETVALUE("Waste 2.5%",3) | % | =SUBTOTAL(G7:G8) | 1 | =PRODUCT(C9*E9,F9) | =G9
B | Roofer | Roofer all types | 6.5 | hrs | =XGETRATE("LAB1",$A10,2) | 1 | =PRODUCT(C10*E10,F10) | =G10
B |  | Margin | =XGETVALUE("Builders margin",3) | % | =SUBTOTAL(G1:G10) | 1 | =PRODUCT(C11*E11,F11) | =G11
I | T26.17.429 | 1140mm x 1180mm | T26.17_Rooflights_Velux | No
B | PM_56WDW_140 | VELUX VSES06 ELECTRIC SKYLIGHT 1140x1180 | 1 | ea | =XGETRATE("ROF",$A1,2) | 1 | =PRODUCT(C1*E1,F1) | =G1
B |  | Discount | =XGETVALUE("Discount 10%",3) | % | =SUBTOTAL(G1:G1) | 1 | =PRODUCT(C2*E2,F2) | =G2
B |  | Waste | =XGETVALUE("Waste 2.5%",3) | % | =SUBTOTAL(G1:G2) | 1 | =PRODUCT(C3*E3,F3) | =G3
B | PM_56WDW_079 | VELUX EDW606 FLASHING TILE & METAL | 1 | ea | =XGETRATE("ROF",$A4,2) | 1 | =PRODUCT(C4*E4,F4) | =G4
B |  | Discount | =XGETVALUE("Discount 10%",3) | % | =SUBTOTAL(G4:G4) | 1 | =PRODUCT(C5*E5,F5) | =G5
B |  | Waste | =XGETVALUE("Waste 2.5%",3) | % | =SUBTOTAL(G4:G5) | 1 | =PRODUCT(C6*E6,F6) | =G6
B | PM_41FAS_493 | SCREW T17 HEX 14G 75MM CL4-B8 NEO 100PK | 6 | jar | =XGETRATE("SUP1",$A7,2) | 0.01 | =PRODUCT(C7*E7,F7) | =G7
B |  | Discount | =XGETVALUE("Discount 10%",3) | % | =SUBTOTAL(G7:G7) | 1 | =PRODUCT(C8*E8,F8) | =G8
B |  | Waste | =XGETVALUE("Waste 2.5%",3) | % | =SUBTOTAL(G7:G8) | 1 | =PRODUCT(C9*E9,F9) | =G9
B | Roofer | Roofer all types | 6.5 | hrs | =XGETRATE("LAB1",$A10,2) | 1 | =PRODUCT(C10*E10,F10) | =G10
B |  | Margin | =XGETVALUE("Builders margin",3) | % | =SUBTOTAL(G1:G10) | 1 | =PRODUCT(C11*E11,F11) | =G11
I | T26.17.433 | Low pitch fixed skylight. Maintenance-free PVDF lacquered aluminium frame. <b>Excludes</b> roof flashing and timber upstand. | T26.17_Rooflights_Velux
I | T26.17.437 | 692mm x 692mm | T26.17_Rooflights_Velux | No
B | PM_56WDW_105 | VELUX FCM2222 L-PITCH FIXED SKYLIGHT | 1 | ea | =XGETRATE("ROF",$A1,2) | 1 | =PRODUCT(C1*E1,F1) | =G1
B |  | Discount | =XGETVALUE("Discount 10%",3) | % | =SUBTOTAL(G1:G1) | 1 | =PRODUCT(C2*E2,F2) | =G2
B |  | Waste | =XGETVALUE("Waste 2.5%",3) | % | =SUBTOTAL(G1:G2) | 1 | =PRODUCT(C3*E3,F3) | =G3
B | PM_41FAS_493 | SCREW T17 HEX 14G 75MM CL4-B8 NEO 100PK | 6 | jar | =XGETRATE("SUP1",$A4,2) | 0.01 | =PRODUCT(C4*E4,F4) | =G4
B |  | Discount | =XGETVALUE("Discount 10%",3) | % | =SUBTOTAL(G4:G4) | 1 | =PRODUCT(C5*E5,F5) | =G5
B |  | Waste | =XGETVALUE("Waste 2.5%",3) | % | =SUBTOTAL(G4:G5) | 1 | =PRODUCT(C6*E6,F6) | =G6
B | Roofer | Roofer all types | 3 | hrs | =XGETRATE("LAB1",$A7,2) | 1 | =PRODUCT(C7*E7,F7) | =G7
B |  | Margin | =XGETVALUE("Builders margin",3) | % | =SUBTOTAL(G1:G7) | 1 | =PRODUCT(C8*E8,F8) | =G8
I | T26.17.441 | 692mm x 1302mm | T26.17_Rooflights_Velux | No
B | PM_56WDW_025 | VELUX FCM2246 FIXED SKYLIGHT 679 X1289 | 1 | ea | =XGETRATE("ROF",$A1,2) | 1 | =PRODUCT(C1*E1,F1) | =G1
B |  | Discount | =XGETVALUE("Discount 10%",3) | % | =SUBTOTAL(G1:G1) | 1 | =PRODUCT(C2*E2,F2) | =G2
B |  | Waste | =XGETVALUE("Waste 2.5%",3) | % | =SUBTOTAL(G1:G2) | 1 | =PRODUCT(C3*E3,F3) | =G3
B | PM_41FAS_493 | SCREW T17 HEX 14G 75MM CL4-B8 NEO 100PK | 6 | jar | =XGETRATE("SUP1",$A4,2) | 0.01 | =PRODUCT(C4*E4,F4) | =G4
B |  | Discount | =XGETVALUE("Discount 10%",3) | % | =SUBTOTAL(G4:G4) | 1 | =PRODUCT(C5*E5,F5) | =G5
B |  | Waste | =XGETVALUE("Waste 2.5%",3) | % | =SUBTOTAL(G4:G5) | 1 | =PRODUCT(C6*E6,F6) | =G6
B | Roofer | Roofer all types | 3 | hrs | =XGETRATE("LAB1",$A7,2) | 1 | =PRODUCT(C7*E7,F7) | =G7
B |  | Margin | =XGETVALUE("Builders margin",3) | % | =SUBTOTAL(G1:G7) | 1 | =PRODUCT(C8*E8,F8) | =G8
I | T26.17.445 | 895mm x 895mm | T26.17_Rooflights_Velux | No
B | PM_56WDW_115 | VELUX FCM3030 L-PITCH FIXED SKYLIGHT | 1 | ea | =XGETRATE("ROF",$A1,2) | 1 | =PRODUCT(C1*E1,F1) | =G1
B |  | Discount | =XGETVALUE("Discount 10%",3) | % | =SUBTOTAL(G1:G1) | 1 | =PRODUCT(C2*E2,F2) | =G2
B |  | Waste | =XGETVALUE("Waste 2.5%",3) | % | =SUBTOTAL(G1:G2) | 1 | =PRODUCT(C3*E3,F3) | =G3
B | PM_41FAS_493 | SCREW T17 HEX 14G 75MM CL4-B8 NEO 100PK | 6 | jar | =XGETRATE("SUP1",$A4,2) | 0.01 | =PRODUCT(C4*E4,F4) | =G4
B |  | Discount | =XGETVALUE("Discount 10%",3) | % | =SUBTOTAL(G4:G4) | 1 | =PRODUCT(C5*E5,F5) | =G5
B |  | Waste | =XGETVALUE("Waste 2.5%",3) | % | =SUBTOTAL(G4:G5) | 1 | =PRODUCT(C6*E6,F6) | =G6
B | Roofer | Roofer all types | 3 | hrs | =XGETRATE("LAB1",$A7,2) | 1 | =PRODUCT(C7*E7,F7) | =G7
B |  | Margin | =XGETVALUE("Builders margin",3) | % | =SUBTOTAL(G1:G7) | 1 | =PRODUCT(C8*E8,F8) | =G8
I | T26.17.449 | 1302mm x 1302mm | T26.17_Rooflights_Velux | No
B | PM_56WDW_120 | VELUX FCM4646 L-PITCH FIXED SKYLIGHT | 1 | ea | =XGETRATE("ROF",$A1,2) | 1 | =PRODUCT(C1*E1,F1) | =G1
B |  | Discount | =XGETVALUE("Discount 10%",3) | % | =SUBTOTAL(G1:G1) | 1 | =PRODUCT(C2*E2,F2) | =G2
B |  | Waste | =XGETVALUE("Waste 2.5%",3) | % | =SUBTOTAL(G1:G2) | 1 | =PRODUCT(C3*E3,F3) | =G3
B | PM_41FAS_493 | SCREW T17 HEX 14G 75MM CL4-B8 NEO 100PK | 6 | jar | =XGETRATE("SUP1",$A4,2) | 0.01 | =PRODUCT(C4*E4,F4) | =G4
B |  | Discount | =XGETVALUE("Discount 10%",3) | % | =SUBTOTAL(G4:G4) | 1 | =PRODUCT(C5*E5,F5) | =G5
B |  | Waste | =XGETVALUE("Waste 2.5%",3) | % | =SUBTOTAL(G4:G5) | 1 | =PRODUCT(C6*E6,F6) | =G6
B | Roofer | Roofer all types | 3 | hrs | =XGETRATE("LAB1",$A7,2) | 1 | =PRODUCT(C7*E7,F7) | =G7
B |  | Margin | =XGETVALUE("Builders margin",3) | % | =SUBTOTAL(G1:G7) | 1 | =PRODUCT(C8*E8,F8) | =G8
I | T26.17.453 | <b>Velux Openable Pivoting Roof Window,</b> with timber frame, encased in moisture resistant white polyurethane and high performance laminated LowE double glazing, includes proprietary flashing, to new roof | T26.17_RoofWindow_Velux
I | T26.17.457 | 550mm x 780mm | T26.17_RoofWindow_Velux | No
B | PM_56WDW_001 | VELUX GGLC02 ROOF WINDOW | 1 | ea | =XGETRATE("ROF",$A1,2) | 1 | =PRODUCT(C1*E1,F1) | =G1
B |  | Discount | =XGETVALUE("Discount 10%",3) | % | =SUBTOTAL(G1:G1) | 1 | =PRODUCT(C2*E2,F2) | =G2
B |  | Waste | =XGETVALUE("Waste 2.5%",3) | % | =SUBTOTAL(G1:G2) | 1 | =PRODUCT(C3*E3,F3) | =G3
B | PM_56WDW_064 | VELUX EDWC01 FLASHING TILE & METAL | 1 | ea | =XGETRATE("ROF",$A4,2) | 1 | =PRODUCT(C4*E4,F4) | =G4
B |  | Discount | =XGETVALUE("Discount 10%",3) | % | =SUBTOTAL(G4:G4) | 1 | =PRODUCT(C5*E5,F5) | =G5
B |  | Waste | =XGETVALUE("Waste 2.5%",3) | % | =SUBTOTAL(G4:G5) | 1 | =PRODUCT(C6*E6,F6) | =G6
B | PM_41FAS_493 | SCREW T17 HEX 14G 75MM CL4-B8 NEO 100PK | 6 | jar | =XGETRATE("SUP1",$A7,2) | 0.01 | =PRODUCT(C7*E7,F7) | =G7
B |  | Discount | =XGETVALUE("Discount 10%",3) | % | =SUBTOTAL(G7:G7) | 1 | =PRODUCT(C8*E8,F8) | =G8
B |  | Waste | =XGETVALUE("Waste 2.5%",3) | % | =SUBTOTAL(G7:G8) | 1 | =PRODUCT(C9*E9,F9) | =G9
B | Roofer | Roofer all types | 6 | hrs | =XGETRATE("LAB1",$A10,2) | 1 | =PRODUCT(C10*E10,F10) | =G10
B |  | Margin | =XGETVALUE("Builders margin",3) | % | =SUBTOTAL(G1:G10) | 1 | =PRODUCT(C11*E11,F11) | =G11
B |  | Use same roof flashing kit - price same as for GGL units
I | T26.17.461 | 550mm x 980mm | T26.17_RoofWindow_Velux | No
B | PM_56WDW_004 | VELUX GGLC04 ROOF WINDOW | 1 | ea | =XGETRATE("ROF",$A1,2) | 1 | =PRODUCT(C1*E1,F1) | =G1
B |  | Discount | =XGETVALUE("Discount 10%",3) | % | =SUBTOTAL(G1:G1) | 1 | =PRODUCT(C2*E2,F2) | =G2
B |  | Waste | =XGETVALUE("Waste 2.5%",3) | % | =SUBTOTAL(G1:G2) | 1 | =PRODUCT(C3*E3,F3) | =G3
B | PM_56WDW_067 | VELUX EDW104 FLASHING TILE & METAL | 1 | ea | =XGETRATE("ROF",$A4,2) | 1 | =PRODUCT(C4*E4,F4) | =G4
B |  | Discount | =XGETVALUE("Discount 10%",3) | % | =SUBTOTAL(G4:G4) | 1 | =PRODUCT(C5*E5,F5) | =G5
B |  | Waste | =XGETVALUE("Waste 2.5%",3) | % | =SUBTOTAL(G4:G5) | 1 | =PRODUCT(C6*E6,F6) | =G6
B | PM_41FAS_493 | SCREW T17 HEX 14G 75MM CL4-B8 NEO 100PK | 6 | jar | =XGETRATE("SUP1",$A7,2) | 0.01 | =PRODUCT(C7*E7,F7) | =G7
B |  | Discount | =XGETVALUE("Discount 10%",3) | % | =SUBTOTAL(G7:G7) | 1 | =PRODUCT(C8*E8,F8) | =G8
B |  | Waste | =XGETVALUE("Waste 2.5%",3) | % | =SUBTOTAL(G7:G8) | 1 | =PRODUCT(C9*E9,F9) | =G9
B | Roofer | Roofer all types | 6 | hrs | =XGETRATE("LAB1",$A10,2) | 1 | =PRODUCT(C10*E10,F10) | =G10
B |  | Margin | =XGETVALUE("Builders margin",3) | % | =SUBTOTAL(G1:G10) | 1 | =PRODUCT(C11*E11,F11) | =G11
B |  | Use same roof flashing kit - price same as for GGL units
I | T26.17.465 | 780mm x 980mm | T26.17_RoofWindow_Velux | No
B | PM_56WDW_007 | VELUX GGLM04 ROOF WINDOW | 1 | ea | =XGETRATE("ROF",$A1,2) | 1 | =PRODUCT(C1*E1,F1) | =G1
B |  | Discount | =XGETVALUE("Discount 10%",3) | % | =SUBTOTAL(G1:G1) | 1 | =PRODUCT(C2*E2,F2) | =G2
B |  | Waste | =XGETVALUE("Waste 2.5%",3) | % | =SUBTOTAL(G1:G2) | 1 | =PRODUCT(C3*E3,F3) | =G3
B | PM_56WDW_070 | VELUX EDW304 FLASHING TILE & METAL | 1 | ea | =XGETRATE("ROF",$A4,2) | 1 | =PRODUCT(C4*E4,F4) | =G4
B |  | Discount | =XGETVALUE("Discount 10%",3) | % | =SUBTOTAL(G4:G4) | 1 | =PRODUCT(C5*E5,F5) | =G5
B |  | Waste | =XGETVALUE("Waste 2.5%",3) | % | =SUBTOTAL(G4:G5) | 1 | =PRODUCT(C6*E6,F6) | =G6
B | PM_41FAS_493 | SCREW T17 HEX 14G 75MM CL4-B8 NEO 100PK | 6 | jar | =XGETRATE("SUP1",$A7,2) | 0.01 | =PRODUCT(C7*E7,F7) | =G7
B |  | Discount | =XGETVALUE("Discount 10%",3) | % | =SUBTOTAL(G7:G7) | 1 | =PRODUCT(C8*E8,F8) | =G8
B |  | Waste | =XGETVALUE("Waste 2.5%",3) | % | =SUBTOTAL(G7:G8) | 1 | =PRODUCT(C9*E9,F9) | =G9
B | Roofer | Roofer all types | 6 | hrs | =XGETRATE("LAB1",$A10,2) | 1 | =PRODUCT(C10*E10,F10) | =G10
B |  | Margin | =XGETVALUE("Builders margin",3) | % | =SUBTOTAL(G1:G10) | 1 | =PRODUCT(C11*E11,F11) | =G11
B |  | Use same roof flashing kit - price same as for GGL units
I | T26.17.469 | 780mm x 1180mm | T26.17_RoofWindow_Velux | No
B | PM_56WDW_010 | VELUX GGLM06 ROOF WINDOW | 1 | ea | =XGETRATE("ROF",$A1,2) | 1 | =PRODUCT(C1*E1,F1) | =G1
B |  | Discount | =XGETVALUE("Discount 10%",3) | % | =SUBTOTAL(G1:G1) | 1 | =PRODUCT(C2*E2,F2) | =G2
B |  | Waste | =XGETVALUE("Waste 2.5%",3) | % | =SUBTOTAL(G1:G2) | 1 | =PRODUCT(C3*E3,F3) | =G3
B | PM_56WDW_073 | VELUX EDW308 FLASHING TILE & METAL | 1 | ea | =XGETRATE("ROF",$A4,2) | 1 | =PRODUCT(C4*E4,F4) | =G4
B |  | Discount | =XGETVALUE("Discount 10%",3) | % | =SUBTOTAL(G4:G4) | 1 | =PRODUCT(C5*E5,F5) | =G5
B |  | Waste | =XGETVALUE("Waste 2.5%",3) | % | =SUBTOTAL(G4:G5) | 1 | =PRODUCT(C6*E6,F6) | =G6
B | PM_41FAS_493 | SCREW T17 HEX 14G 75MM CL4-B8 NEO 100PK | 6 | jar | =XGETRATE("SUP1",$A7,2) | 0.01 | =PRODUCT(C7*E7,F7) | =G7
B |  | Discount | =XGETVALUE("Discount 10%",3) | % | =SUBTOTAL(G7:G7) | 1 | =PRODUCT(C8*E8,F8) | =G8
B |  | Waste | =XGETVALUE("Waste 2.5%",3) | % | =SUBTOTAL(G7:G8) | 1 | =PRODUCT(C9*E9,F9) | =G9
B | Roofer | Roofer all types | 7.5 | hrs | =XGETRATE("LAB1",$A10,2) | 1 | =PRODUCT(C10*E10,F10) | =G10
B |  | Margin | =XGETVALUE("Builders margin",3) | % | =SUBTOTAL(G1:G10) | 1 | =PRODUCT(C11*E11,F11) | =G11
B |  | Use same roof flashing kit - price same as for GGL units
I | T26.17.473 | 780mm x 1400mm | T26.17_RoofWindow_Velux | No
B | PM_56WDW_013 | VELUX GGLM08 ROOF WINDOW | 1 | ea | =XGETRATE("ROF",$A1,2) | 1 | =PRODUCT(C1*E1,F1) | =G1
B |  | Discount | =XGETVALUE("Discount 10%",3) | % | =SUBTOTAL(G1:G1) | 1 | =PRODUCT(C2*E2,F2) | =G2
B |  | Waste | =XGETVALUE("Waste 2.5%",3) | % | =SUBTOTAL(G1:G2) | 1 | =PRODUCT(C3*E3,F3) | =G3
B | PM_56WDW_073 | VELUX EDW308 FLASHING TILE & METAL | 1 | ea | =XGETRATE("ROF",$A4,2) | 1 | =PRODUCT(C4*E4,F4) | =G4
B |  | Discount | =XGETVALUE("Discount 10%",3) | % | =SUBTOTAL(G4:G4) | 1 | =PRODUCT(C5*E5,F5) | =G5
B |  | Waste | =XGETVALUE("Waste 2.5%",3) | % | =SUBTOTAL(G4:G5) | 1 | =PRODUCT(C6*E6,F6) | =G6
B | PM_41FAS_493 | SCREW T17 HEX 14G 75MM CL4-B8 NEO 100PK | 6 | jar | =XGETRATE("SUP1",$A7,2) | 0.01 | =PRODUCT(C7*E7,F7) | =G7
B |  | Discount | =XGETVALUE("Discount 10%",3) | % | =SUBTOTAL(G7:G7) | 1 | =PRODUCT(C8*E8,F8) | =G8
B |  | Waste | =XGETVALUE("Waste 2.5%",3) | % | =SUBTOTAL(G7:G8) | 1 | =PRODUCT(C9*E9,F9) | =G9
B | Roofer | Roofer all types | 7.5 | hrs | =XGETRATE("LAB1",$A10,2) | 1 | =PRODUCT(C10*E10,F10) | =G10
B |  | Margin | =XGETVALUE("Builders margin",3) | % | =SUBTOTAL(G1:G10) | 1 | =PRODUCT(C11*E11,F11) | =G11
B |  | Use same roof flashing kit - price same as for GGL units
I | T26.17.477 | 1140mm x 1180mm | T26.17_RoofWindow_Velux | No
B | PM_56WDW_016 | VELUX GGLS06 ROOF WINDOW | 1 | ea | =XGETRATE("ROF",$A1,2) | 1 | =PRODUCT(C1*E1,F1) | =G1
B |  | Discount | =XGETVALUE("Discount 10%",3) | % | =SUBTOTAL(G1:G1) | 1 | =PRODUCT(C2*E2,F2) | =G2
B |  | Waste | =XGETVALUE("Waste 2.5%",3) | % | =SUBTOTAL(G1:G2) | 1 | =PRODUCT(C3*E3,F3) | =G3
B | PM_56WDW_079 | VELUX EDW606 FLASHING TILE & METAL | 1 | ea | =XGETRATE("ROF",$A4,2) | 1 | =PRODUCT(C4*E4,F4) | =G4
B |  | Discount | =XGETVALUE("Discount 10%",3) | % | =SUBTOTAL(G4:G4) | 1 | =PRODUCT(C5*E5,F5) | =G5
B |  | Waste | =XGETVALUE("Waste 2.5%",3) | % | =SUBTOTAL(G4:G5) | 1 | =PRODUCT(C6*E6,F6) | =G6
B | PM_41FAS_493 | SCREW T17 HEX 14G 75MM CL4-B8 NEO 100PK | 6 | jar | =XGETRATE("SUP1",$A7,2) | 0.01 | =PRODUCT(C7*E7,F7) | =G7
B |  | Discount | =XGETVALUE("Discount 10%",3) | % | =SUBTOTAL(G7:G7) | 1 | =PRODUCT(C8*E8,F8) | =G8
B |  | Waste | =XGETVALUE("Waste 2.5%",3) | % | =SUBTOTAL(G7:G8) | 1 | =PRODUCT(C9*E9,F9) | =G9
B | Roofer | Roofer all types | 7.5 | hrs | =XGETRATE("LAB1",$A10,2) | 1 | =PRODUCT(C10*E10,F10) | =G10
B |  | Margin | =XGETVALUE("Builders margin",3) | % | =SUBTOTAL(G1:G10) | 1 | =PRODUCT(C11*E11,F11) | =G11
B |  | Use same roof flashing kit - price same as for GGL units
I | T26.17.481 | 1140mm x 1400mm | T26.17_RoofWindow_Velux | No
B | PM_56WDW_019 | VELUX GGLS08 ROOF WINDOW | 1 | ea | =XGETRATE("ROF",$A1,2) | 1 | =PRODUCT(C1*E1,F1) | =G1
B |  | Discount | =XGETVALUE("Discount 10%",3) | % | =SUBTOTAL(G1:G1) | 1 | =PRODUCT(C2*E2,F2) | =G2
B |  | Waste | =XGETVALUE("Waste 2.5%",3) | % | =SUBTOTAL(G1:G2) | 1 | =PRODUCT(C3*E3,F3) | =G3
B | PM_56WDW_079 | VELUX EDW606 FLASHING TILE & METAL | 1 | ea | =XGETRATE("ROF",$A4,2) | 1 | =PRODUCT(C4*E4,F4) | =G4
B |  | Discount | =XGETVALUE("Discount 10%",3) | % | =SUBTOTAL(G4:G4) | 1 | =PRODUCT(C5*E5,F5) | =G5
B |  | Waste | =XGETVALUE("Waste 2.5%",3) | % | =SUBTOTAL(G4:G5) | 1 | =PRODUCT(C6*E6,F6) | =G6
B | PM_41FAS_493 | SCREW T17 HEX 14G 75MM CL4-B8 NEO 100PK | 6 | jar | =XGETRATE("SUP1",$A7,2) | 0.01 | =PRODUCT(C7*E7,F7) | =G7
B |  | Discount | =XGETVALUE("Discount 10%",3) | % | =SUBTOTAL(G7:G7) | 1 | =PRODUCT(C8*E8,F8) | =G8
B |  | Waste | =XGETVALUE("Waste 2.5%",3) | % | =SUBTOTAL(G7:G8) | 1 | =PRODUCT(C9*E9,F9) | =G9
B | Roofer | Roofer all types | 7.5 | hrs | =XGETRATE("LAB1",$A10,2) | 1 | =PRODUCT(C10*E10,F10) | =G10
B |  | Margin | =XGETVALUE("Builders margin",3) | % | =SUBTOTAL(G1:G10) | 1 | =PRODUCT(C11*E11,F11) | =G11
B |  | Use same roof flashing kit - price same as for GGL units
I | T26.17.485 | <b>Add</b> extra for | T26.17_RoofWindow_Velux
I | T26.17.489 | Installation into existing roof | T26.17_RoofWindow_Velux | No
B | PM_41FAS_493 | SCREW T17 HEX 14G 75MM CL4-B8 NEO 100PK | 6 | jar | =XGETRATE("SUP1",$A1,2) | 0.01 | =PRODUCT(C1*E1,F1) | =G1
B |  | Discount | =XGETVALUE("Discount 10%",3) | % | =SUBTOTAL(G1:G1) | 1 | =PRODUCT(C2*E2,F2) | =G2
B |  | Waste | =XGETVALUE("Waste 2.5%",3) | % | =SUBTOTAL(G1:G2) | 1 | =PRODUCT(C3*E3,F3) | =G3
B | Roofer | Roofer all types | 3 | hrs | =XGETRATE("LAB1",$A4,2) | 1 | =PRODUCT(C4*E4,F4) | =G4
B |  | Margin | =XGETVALUE("Builders margin",3) | % | =SUBTOTAL(G1:G4) | 1 | =PRODUCT(C5*E5,F5) | =G5
B |  | Use same roof flashing kit - price same as for GGL units
I | T26.17.493 | 12mm MDF lining, 300mm deep, to opening in raking ceiling | T26.17_RoofWindow_Velux | m
B | PM_15MDF_010 | LAKEPINE MDF STD PANEL 2440X1220X12MM | 0.27 | m2 | =XGETRATE("SUP1",$A1,2) | 0.34722 | =PRODUCT(C1*E1,F1) | =G1
B |  | Discount | =XGETVALUE("Discount 10%",3) | % | =SUBTOTAL(G1:G1) | 1 | =PRODUCT(C2*E2,F2) | =G2
B |  | Waste | =XGETVALUE("Waste 7.5%",3) | % | =SUBTOTAL(G1:G2) | 1 | =PRODUCT(C3*E3,F3) | =G3
B | PM_41FAS_469 | W/SCREW SFAST SQDR ZP 40MMX 8G 1000PK | 24 | No | =XGETRATE("SUP1",$A4,2) | 0.001 | =PRODUCT(C4*E4,F4) | =G4
B |  | Discount | =XGETVALUE("Discount 7.5%",3) | % | =SUBTOTAL(G4:G4) | 1 | =PRODUCT(C5*E5,F5) | =G5
B |  | Waste | =XGETVALUE("Waste 5%",3) | % | =SUBTOTAL(G4:G5) | 1 | =PRODUCT(C6*E6,F6) | =G6
B | CarpA | Carpenter | 1 | hrs | =XGETRATE("LAB1",$A7,2) | 1 | =PRODUCT(C7*E7,F7) | =G7
B |  | Margin | =XGETVALUE("Builders margin",3) | % | =SUBTOTAL(G1:G7) | 1 | =PRODUCT(C8*E8,F8) | =G8
I | T26.17.497 | Light shaft up to 1 metre length | T26.17_RoofWindow_Velux | No
B | PM_15MDF_010 | LAKEPINE MDF STD PANEL 2440X1220X12MM | 3.6 | m2 | =XGETRATE("SUP1",$A1,2) | 0.34722 | =PRODUCT(C1*E1,F1) | =G1
B |  | Discount | =XGETVALUE("Discount 10%",3) | % | =SUBTOTAL(G1:G1) | 1 | =PRODUCT(C2*E2,F2) | =G2
B |  | Waste | =XGETVALUE("Waste 7.5%",3) | % | =SUBTOTAL(G1:G2) | 1 | =PRODUCT(C3*E3,F3) | =G3
B | PM_41FAS_469 | W/SCREW SFAST SQDR ZP 40MMX 8G 1000PK | 24 | No | =XGETRATE("SUP1",$A4,2) | 0.001 | =PRODUCT(C4*E4,F4) | =G4
B |  | Discount | =XGETVALUE("Discount 7.5%",3) | % | =SUBTOTAL(G4:G4) | 1 | =PRODUCT(C5*E5,F5) | =G5
B |  | Waste | =XGETVALUE("Waste 5%",3) | % | =SUBTOTAL(G4:G5) | 1 | =PRODUCT(C6*E6,F6) | =G6
B | CarpA | Carpenter | 0.3 | hrs | =XGETRATE("LAB1",$A7,2) | 1 | =PRODUCT(C7*E7,F7) | =G7
B |  | Margin | =XGETVALUE("Builders margin",3) | % | =SUBTOTAL(G1:G7) | 1 | =PRODUCT(C8*E8,F8) | =G8
I | T26.17.501 | <b>Manual Controls</b> for out-of-reach Roof Windows | T26.17_RoofWindow_Velux
I | T26.17.505 | Rod control, up to 1450mm | T26.17_RoofWindow_Velux | No
B | PM_56WDW_097 | Winder handle (white) to operate VS openable or VCM low-pitch openable skylights | 1 | ea | =XGETRATE("SUP1",$A1,2) | 1 | =PRODUCT(C1*E1,F1) | =G1
B |  | Discount | =XGETVALUE("Discount 10%",3) | % | =SUBTOTAL(G1:G1) | 1 | =PRODUCT(C2*E2,F2) | =G2
B |  | Waste | =XGETVALUE("Waste 2.5%",3) | % | =SUBTOTAL(G1:G2) | 1 | =PRODUCT(C3*E3,F3) | =G3
B | Roofer | Roofer all types | 0 | hrs | =XGETRATE("LAB1",$A4,2) | 1 | =PRODUCT(C4*E4,F4) | =G4
B |  | Margin | =XGETVALUE("Builders margin",3) | % | =SUBTOTAL(G1:G4) | 1 | =PRODUCT(C5*E5,F5) | =G5
I | T26.17.509 | Rod control, telescopic, up to 2850mm | T26.17_RoofWindow_Velux | No
B | PM_56WDW_100 | Extendable rod control to operate VS/VCM manual openable skylights. 145cm – 285cm length | 1 | ea | =XGETRATE("SUP1",$A1,2) | 1 | =PRODUCT(C1*E1,F1) | =G1
B |  | Discount | =XGETVALUE("Discount 10%",3) | % | =SUBTOTAL(G1:G1) | 1 | =PRODUCT(C2*E2,F2) | =G2
B |  | Waste | =XGETVALUE("Waste 2.5%",3) | % | =SUBTOTAL(G1:G2) | 1 | =PRODUCT(C3*E3,F3) | =G3
B | Roofer | Roofer all types | 0 | hrs | =XGETRATE("LAB1",$A4,2) | 1 | =PRODUCT(C4*E4,F4) | =G4
B |  | Margin | =XGETVALUE("Builders margin",3) | % | =SUBTOTAL(G1:G4) | 1 | =PRODUCT(C5*E5,F5) | =G5
B |  | Telescopic Rod Operates GGL Roof Window or PAL/DKL blinds. Length 1.8m extendable to 2.8m with ZCT 100.
I | T26.17.513 | Rod adaptor for out-of-reach blinds | T26.17_RoofWindow_Velux | No | OUT
B | ZOZ040 | Rod Adaptor For RHL Roller Blinds used out-of-reach. | 1 | each | =XGETRATE("ROF",$A1,2) | 1 | =PRODUCT(C1*E1,F1) | =G1
B |  | Discount | =XGETVALUE("Discount 10%",3) | % | =SUBTOTAL(G1:G1) | 1 | =PRODUCT(C2*E2,F2) | =G2
B |  | Waste | =XGETVALUE("Waste 2.5%",3) | % | =SUBTOTAL(G1:G2) | 1 | =PRODUCT(C3*E3,F3) | =G3
B | Roofer | Roofer all types | 0 | hrs | =XGETRATE("LAB1",$A4,2) | 1 | =PRODUCT(C4*E4,F4) | =G4
B |  | Margin | =XGETVALUE("Builders margin",3) | % | =SUBTOTAL(G1:G4) | 1 | =PRODUCT(C5*E5,F5) | =G5
I | T26.17.517 | <b>Electric Controls</b> for out-of-reach Roof Windows | T26.17_RoofWindow_Velux
I | T26.17.525 | Unit, remote, keypad and rain sensor, for up to 5 windows | T26.17_RoofWindow_Velux | No
B | KLC500 | RF Control Unit for operation of up to 5 electric products (KMG 100 motorsor 5 PMD blinds). RF remote control KLR 100 or a keypad KLI 110 required. | 1 | each | =XGETRATE("ROF",$A1,2) | 1 | =PRODUCT(C1*E1,F1) | =G1
B |  | Discount | =XGETVALUE("Discount 10%",3) | % | =SUBTOTAL(G1:G1) | 1 | =PRODUCT(C2*E2,F2) | =G2
B |  | Waste | =XGETVALUE("Waste 2.5%",3) | % | =SUBTOTAL(G1:G2) | 1 | =PRODUCT(C3*E3,F3) | =G3
B | KMG100 | Electric motor for GGL roof windows. Rain sensor included. Control unit KLC 500and remote control KLR 100 or keypad KLI 110 required. | 1 | each | =XGETRATE("ROF",$A4,2) | 1 | =PRODUCT(C4*E4,F4) | =G4
B |  | Discount | =XGETVALUE("Discount 10%",3) | % | =SUBTOTAL(G4:G4) | 1 | =PRODUCT(C5*E5,F5) | =G5
B |  | Waste | =XGETVALUE("Waste 2.5%",3) | % | =SUBTOTAL(G4:G5) | 1 | =PRODUCT(C6*E6,F6) | =G6
B | KLI110 | Wireless RF keypad for operation of RF electric motors (KMG 100) or RF blinds(PMD) connected to KLC 500 control unit. | 1 | each | =XGETRATE("ROF",$A7,2) | 1 | =PRODUCT(C7*E7,F7) | =G7
B |  | Discount | =XGETVALUE("Discount 10%",3) | % | =SUBTOTAL(G7:G7) | 1 | =PRODUCT(C8*E8,F8) | =G8
B |  | Waste | =XGETVALUE("Waste 2.5%",3) | % | =SUBTOTAL(G7:G8) | 1 | =PRODUCT(C9*E9,F9) | =G9
B | Roofer | Roofer all types | 2 | hrs | =XGETRATE("LAB1",$A10,2) | 1 | =PRODUCT(C10*E10,F10) | =G10
B |  | Margin | =XGETVALUE("Builders margin",3) | % | =SUBTOTAL(G1:G10) | 1 | =PRODUCT(C11*E11,F11) | =G11
I | T26.17.529 | <b>Blinds for Roof Windows</b> | T26.17_RoofWindow_Velux
I | T26.17.533 | Manual, blackout | T26.17_RoofWindow_Velux
I | T26.17.537 | 550mm x 700mm | T26.17_RoofWindow_Velux | No
B | PM_56WDW_143 | Manual Blackout blind DKDC01 | 1 | each | =XGETRATE("SUP1",$A1,2) | 1 | =PRODUCT(C1*E1,F1) | =G1
B |  | Discount | =XGETVALUE("Discount 10%",3) | % | =SUBTOTAL(G1:G1) | 1 | =PRODUCT(C2*E2,F2) | =G2
B |  | Waste | =XGETVALUE("Waste 2.5%",3) | % | =SUBTOTAL(G1:G2) | 1 | =PRODUCT(C3*E3,F3) | =G3
B | Roofer | Roofer all types | 0.5 | hrs | =XGETRATE("LAB1",$A4,2) | 1 | =PRODUCT(C4*E4,F4) | =G4
B |  | Margin | =XGETVALUE("Builders margin",3) | % | =SUBTOTAL(G1:G4) | 1 | =PRODUCT(C5*E5,F5) | =G5
I | T26.17.541 | 1140mm x 1180mm | T26.17_RoofWindow_Velux | No
B | PM_56WDW_146 | Manual Blackout blind DKDS06 | 1 | each | =XGETRATE("SUP1",$A1,2) | 1 | =PRODUCT(C1*E1,F1) | =G1
B |  | Discount | =XGETVALUE("Discount 10%",3) | % | =SUBTOTAL(G1:G1) | 1 | =PRODUCT(C2*E2,F2) | =G2
B |  | Waste | =XGETVALUE("Waste 2.5%",3) | % | =SUBTOTAL(G1:G2) | 1 | =PRODUCT(C3*E3,F3) | =G3
B | Roofer | Roofer all types | 0.5 | hrs | =XGETRATE("LAB1",$A4,2) | 1 | =PRODUCT(C4*E4,F4) | =G4
B |  | Margin | =XGETVALUE("Builders margin",3) | % | =SUBTOTAL(G1:G4) | 1 | =PRODUCT(C5*E5,F5) | =G5
B |  | Margin | =XGETVALUE("Builders margin",3) | % | =SUBTOTAL(G1:G4) | 1 | =PRODUCT(C5*E5,F5) | =G5
I | T26.17.557 | <b>Blinds for Skylights</b> | T26.17_RoofWindow_Velux
I | T26.17.561 | Electric, venetian or blackout, includes control unit | T26.17_RoofWindow_Velux
I | T26.17.565 | 550mm x 780mm | T26.17_RoofWindow_Velux | No
B | DMA_VSE104 | 550*980 blackout blinds, electric, for VSE | 1 | each | =XGETRATE("ROF",$A1,2) | 1 | =PRODUCT(C1*E1,F1) | =G1
B |  | Discount | =XGETVALUE("Discount 10%",3) | % | =SUBTOTAL(G1:G1) | 1 | =PRODUCT(C2*E2,F2) | =G2
B |  | Waste | =XGETVALUE("Waste 2.5%",3) | % | =SUBTOTAL(G1:G2) | 1 | =PRODUCT(C3*E3,F3) | =G3
B | KLC500 | RF Control Unit for operation of up to 5 electric products (KMG 100 motorsor 5 PMD blinds). RF remote control KLR 100 or a keypad KLI 110 required. | 1 | each | =XGETRATE("ROF",$A4,2) | 1 | =PRODUCT(C4*E4,F4) | =G4
B |  | Discount | =XGETVALUE("Discount 10%",3) | % | =SUBTOTAL(G4:G4) | 1 | =PRODUCT(C5*E5,F5) | =G5
B |  | Waste | =XGETVALUE("Waste 2.5%",3) | % | =SUBTOTAL(G4:G5) | 1 | =PRODUCT(C6*E6,F6) | =G6
B | Roofer | Roofer all types | 0.5 | hrs | =XGETRATE("LAB1",$A7,2) | 1 | =PRODUCT(C7*E7,F7) | =G7
B |  | Margin | =XGETVALUE("Builders margin",3) | % | =SUBTOTAL(G1:G7) | 1 | =PRODUCT(C8*E8,F8) | =G8
I | T26.17.569 | 1140mm x 1180mm | T26.17_RoofWindow_Velux | No
B | DMA_VSE606 | 1140*1180 blackout blinds, electric, for VSE | 1 | each | =XGETRATE("ROF",$A1,2) | 1 | =PRODUCT(C1*E1,F1) | =G1
B |  | Discount | =XGETVALUE("Discount 10%",3) | % | =SUBTOTAL(G1:G1) | 1 | =PRODUCT(C2*E2,F2) | =G2
B |  | Waste | =XGETVALUE("Waste 2.5%",3) | % | =SUBTOTAL(G1:G2) | 1 | =PRODUCT(C3*E3,F3) | =G3
B | KLC500 | RF Control Unit for operation of up to 5 electric products (KMG 100 motorsor 5 PMD blinds). RF remote control KLR 100 or a keypad KLI 110 required. | 1 | each | =XGETRATE("ROF",$A4,2) | 1 | =PRODUCT(C4*E4,F4) | =G4
B |  | Discount | =XGETVALUE("Discount 10%",3) | % | =SUBTOTAL(G4:G4) | 1 | =PRODUCT(C5*E5,F5) | =G5
B |  | Waste | =XGETVALUE("Waste 2.5%",3) | % | =SUBTOTAL(G4:G5) | 1 | =PRODUCT(C6*E6,F6) | =G6
B | Roofer | Roofer all types | 0.5 | hrs | =XGETRATE("LAB1",$A7,2) | 1 | =PRODUCT(C7*E7,F7) | =G7
B |  | Margin | =XGETVALUE("Builders margin",3) | % | =SUBTOTAL(G1:G7) | 1 | =PRODUCT(C8*E8,F8) | =G8
I | T26.17.573 | Keypad for operating blinds or windows | T26.17_RoofWindow_Velux | No
B | KLI110 | Wireless RF keypad for operation of RF electric motors (KMG 100) or RF blinds(PMD) connected to KLC 500 control unit. | 1 | each | =XGETRATE("ROF",$A1,2) | 1 | =PRODUCT(C1*E1,F1) | =G1
B |  | Discount | =XGETVALUE("Discount 10%",3) | % | =SUBTOTAL(G1:G1) | 1 | =PRODUCT(C2*E2,F2) | =G2
B |  | Waste | =XGETVALUE("Waste 2.5%",3) | % | =SUBTOTAL(G1:G2) | 1 | =PRODUCT(C3*E3,F3) | =G3
B | Roofer | Roofer all types | 0.5 | hrs | =XGETRATE("LAB1",$A4,2) | 1 | =PRODUCT(C4*E4,F4) | =G4
B |  | Margin | =XGETVALUE("Builders margin",3) | % | =SUBTOTAL(G1:G4) | 1 | =PRODUCT(C5*E5,F5) | =G5
I | T26.17.576 | ZINCALUME<s>®</s> Steel | T26.17_RoofWindow_Velux
I | T26.17.577 | Soffit flashing | T26.17_RoofWindow_Velux | m
B | AffinFL012 | Affinity ZNAL Soffit Flashings | 1 | m | =XGETRATE("ROF",$A1,2) | 1 | =PRODUCT(C1*E1,F1) | =G1
B |  | Discount | =XGETVALUE("Discount 15%",3) | % | =SUBTOTAL(G1:G1) | 1 | =PRODUCT(C2*E2,F2) | =G2
B |  | Waste | =XGETVALUE("Waste 7.5%",3) | % | =SUBTOTAL(G1:G2) | 1 | =PRODUCT(C3*E3,F3) | =G3
B | PM_41FAS_562 | RIVET 5052 ALU/STEEL TRUSS HD 5-8 PK12 | 1 | jar | =XGETRATE("SUP1",$A4,2) | 0.083333 | =PRODUCT(C4*E4,F4) | =G4
B |  | Discount | =XGETVALUE("Discount 15%",3) | % | =SUBTOTAL(G4:G4) | 1 | =PRODUCT(C5*E5,F5) | =G5
B |  | Waste | =XGETVALUE("Waste 7.5%",3) | % | =SUBTOTAL(G4:G5) | 1 | =PRODUCT(C6*E6,F6) | =G6
B | Roofer | Roofer all types | 0.08 | hrs | =XGETRATE("LAB1",$A7,2) | 1 | =PRODUCT(C7*E7,F7) | =G7
B |  | Margin | =XGETVALUE("Builders margin",3) | % | =SUBTOTAL(G1:G7) | 1 | =PRODUCT(C8*E8,F8) | =G8
I | T26.18.001 | Rainwater Heads | T26.18_RainwaterHead
I | T26.18.005 | Rates include spigot, jointing to gutter and downpipe, and include wire mesh guard | T26.18_RainwaterHead
I | T26.18.009 | <b>York Rainhead,</b> 225mm x 225mm high x 180mm deep | T26.18_RainwaterHead
I | T26.18.013 | Copper | T26.18_RainwaterHead | No
B | CURHYORK | York Rainhead 225x225x180 COPPER | 1 | no | =XGETRATE("ROF",$A1,2) | 1 | =PRODUCT(C1*E1,F1) | =G1
B |  | Discount | =XGETVALUE("Discount 20%",3) | % | =SUBTOTAL(G1:G1) | 1 | =PRODUCT(C2*E2,F2) | =G2
B |  | Waste | =XGETVALUE("Waste 5%",3) | % | =SUBTOTAL(G1:G2) | 1 | =PRODUCT(C3*E3,F3) | =G3
B | PM_41FAS_481 | SCREW SUREFAST SQ SS T304 8G 45MM 200PK | 4 | pa | =XGETRATE("SUP1",$A4,2) | 0.005 | =PRODUCT(C4*E4,F4) | =G4
B |  | Discount | =XGETVALUE("Discount 10%",3) | % | =SUBTOTAL(G4:G4) | 1 | =PRODUCT(C5*E5,F5) | =G5
B |  | Waste | =XGETVALUE("Waste 5%",3) | % | =SUBTOTAL(G4:G5) | 1 | =PRODUCT(C6*E6,F6) | =G6
B | Roofer | Roofer all types | 0.5 | hrs | =XGETRATE("LAB1",$A7,2) | 1 | =PRODUCT(C7*E7,F7) | =G7
B |  | Margin | =XGETVALUE("Builders margin",3) | % | =SUBTOTAL(G1:G7) | 1 | =PRODUCT(C8*E8,F8) | =G8
I | T26.18.017 | Galvanised steel | T26.18_RainwaterHead | No
B | GARHYORK | York Rainhead 225x225x180 GALV | 1 | no | =XGETRATE("ROF",$A1,2) | 1 | =PRODUCT(C1*E1,F1) | =G1
B |  | Discount | =XGETVALUE("Discount 20%",3) | % | =SUBTOTAL(G1:G1) | 1 | =PRODUCT(C2*E2,F2) | =G2
B |  | Waste | =XGETVALUE("Waste 5%",3) | % | =SUBTOTAL(G1:G2) | 1 | =PRODUCT(C3*E3,F3) | =G3
B | PM_41FAS_481 | SCREW SUREFAST SQ SS T304 8G 45MM 200PK | 4 | pa | =XGETRATE("SUP1",$A4,2) | 0.005 | =PRODUCT(C4*E4,F4) | =G4
B |  | Discount | =XGETVALUE("Discount 10%",3) | % | =SUBTOTAL(G4:G4) | 1 | =PRODUCT(C5*E5,F5) | =G5
B |  | Waste | =XGETVALUE("Waste 5%",3) | % | =SUBTOTAL(G4:G5) | 1 | =PRODUCT(C6*E6,F6) | =G6
B | Roofer | Roofer all types | 0.5 | hrs | =XGETRATE("LAB1",$A7,2) | 1 | =PRODUCT(C7*E7,F7) | =G7
B |  | Margin | =XGETVALUE("Builders margin",3) | % | =SUBTOTAL(G1:G7) | 1 | =PRODUCT(C8*E8,F8) | =G8
I | T26.18.021 | Stainless steel, 304 | T26.18_RainwaterHead | No
B | SS4RHYORK | York Rainhead 225x225x180 SS 304 | 1 | no | =XGETRATE("ROF",$A1,2) | 1 | =PRODUCT(C1*E1,F1) | =G1
B |  | Discount | =XGETVALUE("Discount 20%",3) | % | =SUBTOTAL(G1:G1) | 1 | =PRODUCT(C2*E2,F2) | =G2
B |  | Waste | =XGETVALUE("Waste 5%",3) | % | =SUBTOTAL(G1:G2) | 1 | =PRODUCT(C3*E3,F3) | =G3
B | PM_41FAS_481 | SCREW SUREFAST SQ SS T304 8G 45MM 200PK | 4 | pa | =XGETRATE("SUP1",$A4,2) | 0.005 | =PRODUCT(C4*E4,F4) | =G4
B |  | Discount | =XGETVALUE("Discount 10%",3) | % | =SUBTOTAL(G4:G4) | 1 | =PRODUCT(C5*E5,F5) | =G5
B |  | Waste | =XGETVALUE("Waste 5%",3) | % | =SUBTOTAL(G4:G5) | 1 | =PRODUCT(C6*E6,F6) | =G6
B | Roofer | Roofer all types | 0.5 | hrs | =XGETRATE("LAB1",$A7,2) | 1 | =PRODUCT(C7*E7,F7) | =G7
B |  | Margin | =XGETVALUE("Builders margin",3) | % | =SUBTOTAL(G1:G7) | 1 | =PRODUCT(C8*E8,F8) | =G8
I | T26.18.025 | Stainless steel, 316 | T26.18_RainwaterHead | No
B | SS6RHYORK | York Rainhead 225x225x180 SS 316 | 1 | no | =XGETRATE("ROF",$A1,2) | 1 | =PRODUCT(C1*E1,F1) | =G1
B |  | Discount | =XGETVALUE("Discount 20%",3) | % | =SUBTOTAL(G1:G1) | 1 | =PRODUCT(C2*E2,F2) | =G2
B |  | Waste | =XGETVALUE("Waste 5%",3) | % | =SUBTOTAL(G1:G2) | 1 | =PRODUCT(C3*E3,F3) | =G3
B | PM_41FAS_481 | SCREW SUREFAST SQ SS T304 8G 45MM 200PK | 4 | pa | =XGETRATE("SUP1",$A4,2) | 0.005 | =PRODUCT(C4*E4,F4) | =G4
B |  | Discount | =XGETVALUE("Discount 10%",3) | % | =SUBTOTAL(G4:G4) | 1 | =PRODUCT(C5*E5,F5) | =G5
B |  | Waste | =XGETVALUE("Waste 5%",3) | % | =SUBTOTAL(G4:G5) | 1 | =PRODUCT(C6*E6,F6) | =G6
B | Roofer | Roofer all types | 0.5 | hrs | =XGETRATE("LAB1",$A7,2) | 1 | =PRODUCT(C7*E7,F7) | =G7
B |  | Margin | =XGETVALUE("Builders margin",3) | % | =SUBTOTAL(G1:G7) | 1 | =PRODUCT(C8*E8,F8) | =G8
I | T26.18.029 | Zinc, pre-weathered | T26.18_RainwaterHead | No
B | VMRHYORK | York Rainhead 225x225x180 ZINC PRE-WEATHERED | 1 | no | =XGETRATE("ROF",$A1,2) | 1 | =PRODUCT(C1*E1,F1) | =G1
B |  | Discount | =XGETVALUE("Discount 20%",3) | % | =SUBTOTAL(G1:G1) | 1 | =PRODUCT(C2*E2,F2) | =G2
B |  | Waste | =XGETVALUE("Waste 5%",3) | % | =SUBTOTAL(G1:G2) | 1 | =PRODUCT(C3*E3,F3) | =G3
B | PM_41FAS_481 | SCREW SUREFAST SQ SS T304 8G 45MM 200PK | 4 | pa | =XGETRATE("SUP1",$A4,2) | 0.005 | =PRODUCT(C4*E4,F4) | =G4
B |  | Discount | =XGETVALUE("Discount 10%",3) | % | =SUBTOTAL(G4:G4) | 1 | =PRODUCT(C5*E5,F5) | =G5
B |  | Waste | =XGETVALUE("Waste 5%",3) | % | =SUBTOTAL(G4:G5) | 1 | =PRODUCT(C6*E6,F6) | =G6
B | Roofer | Roofer all types | 0.5 | hrs | =XGETRATE("LAB1",$A7,2) | 1 | =PRODUCT(C7*E7,F7) | =G7
B |  | Margin | =XGETVALUE("Builders margin",3) | % | =SUBTOTAL(G1:G7) | 1 | =PRODUCT(C8*E8,F8) | =G8
I | T26.18.033 | <b>Westminster/Winchester Rainhead,</b> 300mm x 330mm high x 195mm deep | T26.18_RainwaterHead
I | T26.18.037 | Copper | T26.18_RainwaterHead | No
B | CURHWEST | Westminster Rainhead 300x330x195 COPPER | 1 | no | =XGETRATE("ROF",$A1,2) | 1 | =PRODUCT(C1*E1,F1) | =G1
B |  | Discount | =XGETVALUE("Discount 20%",3) | % | =SUBTOTAL(G1:G1) | 1 | =PRODUCT(C2*E2,F2) | =G2
B |  | Waste | =XGETVALUE("Waste 5%",3) | % | =SUBTOTAL(G1:G2) | 1 | =PRODUCT(C3*E3,F3) | =G3
B | PM_41FAS_481 | SCREW SUREFAST SQ SS T304 8G 45MM 200PK | 4 | pa | =XGETRATE("SUP1",$A4,2) | 0.005 | =PRODUCT(C4*E4,F4) | =G4
B |  | Discount | =XGETVALUE("Discount 10%",3) | % | =SUBTOTAL(G4:G4) | 1 | =PRODUCT(C5*E5,F5) | =G5
B |  | Waste | =XGETVALUE("Waste 5%",3) | % | =SUBTOTAL(G4:G5) | 1 | =PRODUCT(C6*E6,F6) | =G6
B | Roofer | Roofer all types | 0.5 | hrs | =XGETRATE("LAB1",$A7,2) | 1 | =PRODUCT(C7*E7,F7) | =G7
B |  | Margin | =XGETVALUE("Builders margin",3) | % | =SUBTOTAL(G1:G7) | 1 | =PRODUCT(C8*E8,F8) | =G8
I | T26.18.041 | Galvanised steel | T26.18_RainwaterHead | No
B | GARHWEST | Westminster Rainhead 300x330x195 GALV | 1 | no | =XGETRATE("ROF",$A1,2) | 1 | =PRODUCT(C1*E1,F1) | =G1
B |  | Discount | =XGETVALUE("Discount 20%",3) | % | =SUBTOTAL(G1:G1) | 1 | =PRODUCT(C2*E2,F2) | =G2
B |  | Waste | =XGETVALUE("Waste 5%",3) | % | =SUBTOTAL(G1:G2) | 1 | =PRODUCT(C3*E3,F3) | =G3
B | PM_41FAS_481 | SCREW SUREFAST SQ SS T304 8G 45MM 200PK | 4 | pa | =XGETRATE("SUP1",$A4,2) | 0.005 | =PRODUCT(C4*E4,F4) | =G4
B |  | Discount | =XGETVALUE("Discount 10%",3) | % | =SUBTOTAL(G4:G4) | 1 | =PRODUCT(C5*E5,F5) | =G5
B |  | Waste | =XGETVALUE("Waste 5%",3) | % | =SUBTOTAL(G4:G5) | 1 | =PRODUCT(C6*E6,F6) | =G6
B | Roofer | Roofer all types | 0.5 | hrs | =XGETRATE("LAB1",$A7,2) | 1 | =PRODUCT(C7*E7,F7) | =G7
B |  | Margin | =XGETVALUE("Builders margin",3) | % | =SUBTOTAL(G1:G7) | 1 | =PRODUCT(C8*E8,F8) | =G8
I | T26.18.045 | Stainless steel, 304 | T26.18_RainwaterHead | No
B | SS4RHWEST | Westminster Rainhead 300x330x195 SS 304 | 1 | no | =XGETRATE("ROF",$A1,2) | 1 | =PRODUCT(C1*E1,F1) | =G1
B |  | Discount | =XGETVALUE("Discount 20%",3) | % | =SUBTOTAL(G1:G1) | 1 | =PRODUCT(C2*E2,F2) | =G2
B |  | Waste | =XGETVALUE("Waste 5%",3) | % | =SUBTOTAL(G1:G2) | 1 | =PRODUCT(C3*E3,F3) | =G3
B | PM_41FAS_481 | SCREW SUREFAST SQ SS T304 8G 45MM 200PK | 4 | pa | =XGETRATE("SUP1",$A4,2) | 0.005 | =PRODUCT(C4*E4,F4) | =G4
B |  | Discount | =XGETVALUE("Discount 10%",3) | % | =SUBTOTAL(G4:G4) | 1 | =PRODUCT(C5*E5,F5) | =G5
B |  | Waste | =XGETVALUE("Waste 5%",3) | % | =SUBTOTAL(G4:G5) | 1 | =PRODUCT(C6*E6,F6) | =G6
B | Roofer | Roofer all types | 0.5 | hrs | =XGETRATE("LAB1",$A7,2) | 1 | =PRODUCT(C7*E7,F7) | =G7
B |  | Margin | =XGETVALUE("Builders margin",3) | % | =SUBTOTAL(G1:G7) | 1 | =PRODUCT(C8*E8,F8) | =G8
I | T26.18.049 | Stainless steel, 316 | T26.18_RainwaterHead | No
B | SS6RHWEST | Westminster Rainhead 300x330x195 SS 316 | 1 | no | =XGETRATE("ROF",$A1,2) | 1 | =PRODUCT(C1*E1,F1) | =G1
B |  | Discount | =XGETVALUE("Discount 20%",3) | % | =SUBTOTAL(G1:G1) | 1 | =PRODUCT(C2*E2,F2) | =G2
B |  | Waste | =XGETVALUE("Waste 5%",3) | % | =SUBTOTAL(G1:G2) | 1 | =PRODUCT(C3*E3,F3) | =G3
B | PM_41FAS_481 | SCREW SUREFAST SQ SS T304 8G 45MM 200PK | 4 | pa | =XGETRATE("SUP1",$A4,2) | 0.005 | =PRODUCT(C4*E4,F4) | =G4
B |  | Discount | =XGETVALUE("Discount 10%",3) | % | =SUBTOTAL(G4:G4) | 1 | =PRODUCT(C5*E5,F5) | =G5
B |  | Waste | =XGETVALUE("Waste 5%",3) | % | =SUBTOTAL(G4:G5) | 1 | =PRODUCT(C6*E6,F6) | =G6
B | Roofer | Roofer all types | 0.5 | hrs | =XGETRATE("LAB1",$A7,2) | 1 | =PRODUCT(C7*E7,F7) | =G7
B |  | Margin | =XGETVALUE("Builders margin",3) | % | =SUBTOTAL(G1:G7) | 1 | =PRODUCT(C8*E8,F8) | =G8
I | T26.18.053 | Zinc, pre-weathered | T26.18_RainwaterHead | No
B | VMRHWEST | Westminster Rainhead 300x330x195 ZINC PRE-WEATHERED | 1 | no | =XGETRATE("ROF",$A1,2) | 1 | =PRODUCT(C1*E1,F1) | =G1
B |  | Discount | =XGETVALUE("Discount 20%",3) | % | =SUBTOTAL(G1:G1) | 1 | =PRODUCT(C2*E2,F2) | =G2
B |  | Waste | =XGETVALUE("Waste 5%",3) | % | =SUBTOTAL(G1:G2) | 1 | =PRODUCT(C3*E3,F3) | =G3
B | PM_41FAS_481 | SCREW SUREFAST SQ SS T304 8G 45MM 200PK | 4 | pa | =XGETRATE("SUP1",$A4,2) | 0.005 | =PRODUCT(C4*E4,F4) | =G4
B |  | Discount | =XGETVALUE("Discount 10%",3) | % | =SUBTOTAL(G4:G4) | 1 | =PRODUCT(C5*E5,F5) | =G5
B |  | Waste | =XGETVALUE("Waste 5%",3) | % | =SUBTOTAL(G4:G5) | 1 | =PRODUCT(C6*E6,F6) | =G6
B | Roofer | Roofer all types | 0.5 | hrs | =XGETRATE("LAB1",$A7,2) | 1 | =PRODUCT(C7*E7,F7) | =G7
B |  | Margin | =XGETVALUE("Builders margin",3) | % | =SUBTOTAL(G1:G7) | 1 | =PRODUCT(C8*E8,F8) | =G8
I | T26.18.057 | <b>Coventry Rainhead,</b> plain box, 300mm x 225mm high x 240mm deep | T26.18_RainwaterHead
I | T26.18.061 | Copper | T26.18_RainwaterHead | No
B | CURHCOVE | Coventry Rainhead 300x225x240 COPPER | 1 | no | =XGETRATE("ROF",$A1,2) | 1 | =PRODUCT(C1*E1,F1) | =G1
B |  | Discount | =XGETVALUE("Discount 20%",3) | % | =SUBTOTAL(G1:G1) | 1 | =PRODUCT(C2*E2,F2) | =G2
B |  | Waste | =XGETVALUE("Waste 5%",3) | % | =SUBTOTAL(G1:G2) | 1 | =PRODUCT(C3*E3,F3) | =G3
B | PM_41FAS_481 | SCREW SUREFAST SQ SS T304 8G 45MM 200PK | 4 | pa | =XGETRATE("SUP1",$A4,2) | 0.005 | =PRODUCT(C4*E4,F4) | =G4
B |  | Discount | =XGETVALUE("Discount 10%",3) | % | =SUBTOTAL(G4:G4) | 1 | =PRODUCT(C5*E5,F5) | =G5
B |  | Waste | =XGETVALUE("Waste 5%",3) | % | =SUBTOTAL(G4:G5) | 1 | =PRODUCT(C6*E6,F6) | =G6
B | Roofer | Roofer all types | 0.5 | hrs | =XGETRATE("LAB1",$A7,2) | 1 | =PRODUCT(C7*E7,F7) | =G7
B |  | Margin | =XGETVALUE("Builders margin",3) | % | =SUBTOTAL(G1:G7) | 1 | =PRODUCT(C8*E8,F8) | =G8
I | T26.18.065 | Galvanised steel | T26.18_RainwaterHead | No
B | GARHCOVE | Coventry Rainhead 300x225x240 GALV | 1 | no | =XGETRATE("ROF",$A1,2) | 1 | =PRODUCT(C1*E1,F1) | =G1
B |  | Discount | =XGETVALUE("Discount 20%",3) | % | =SUBTOTAL(G1:G1) | 1 | =PRODUCT(C2*E2,F2) | =G2
B |  | Waste | =XGETVALUE("Waste 5%",3) | % | =SUBTOTAL(G1:G2) | 1 | =PRODUCT(C3*E3,F3) | =G3
B | PM_41FAS_481 | SCREW SUREFAST SQ SS T304 8G 45MM 200PK | 4 | pa | =XGETRATE("SUP1",$A4,2) | 0.005 | =PRODUCT(C4*E4,F4) | =G4
B |  | Discount | =XGETVALUE("Discount 10%",3) | % | =SUBTOTAL(G4:G4) | 1 | =PRODUCT(C5*E5,F5) | =G5
B |  | Waste | =XGETVALUE("Waste 5%",3) | % | =SUBTOTAL(G4:G5) | 1 | =PRODUCT(C6*E6,F6) | =G6
B | Roofer | Roofer all types | 0.5 | hrs | =XGETRATE("LAB1",$A7,2) | 1 | =PRODUCT(C7*E7,F7) | =G7
B |  | Margin | =XGETVALUE("Builders margin",3) | % | =SUBTOTAL(G1:G7) | 1 | =PRODUCT(C8*E8,F8) | =G8
I | T26.18.069 | ZINCALUME<s>®</s> | T26.18_RainwaterHead | No
B | ZCRHCOVE | Coventry Rainhead 300x225x240 ZINCALUME | 1 | no | =XGETRATE("ROF",$A1,2) | 1 | =PRODUCT(C1*E1,F1) | =G1
B |  | Discount | =XGETVALUE("Discount 20%",3) | % | =SUBTOTAL(G1:G1) | 1 | =PRODUCT(C2*E2,F2) | =G2
B |  | Waste | =XGETVALUE("Waste 5%",3) | % | =SUBTOTAL(G1:G2) | 1 | =PRODUCT(C3*E3,F3) | =G3
B | PM_41FAS_481 | SCREW SUREFAST SQ SS T304 8G 45MM 200PK | 4 | pa | =XGETRATE("SUP1",$A4,2) | 0.005 | =PRODUCT(C4*E4,F4) | =G4
B |  | Discount | =XGETVALUE("Discount 10%",3) | % | =SUBTOTAL(G4:G4) | 1 | =PRODUCT(C5*E5,F5) | =G5
B |  | Waste | =XGETVALUE("Waste 5%",3) | % | =SUBTOTAL(G4:G5) | 1 | =PRODUCT(C6*E6,F6) | =G6
B | Roofer | Roofer all types | 0.5 | hrs | =XGETRATE("LAB1",$A7,2) | 1 | =PRODUCT(C7*E7,F7) | =G7
B |  | Margin | =XGETVALUE("Builders margin",3) | % | =SUBTOTAL(G1:G7) | 1 | =PRODUCT(C8*E8,F8) | =G8
I | T26.18.073 | Pre-finished steel | T26.18_RainwaterHead | No
B | CSRHCOVE | Coventry Rainhead 300x225x240 COLOURED STEEL | 1 | no | =XGETRATE("ROF",$A1,2) | 1 | =PRODUCT(C1*E1,F1) | =G1
B |  | Discount | =XGETVALUE("Discount 20%",3) | % | =SUBTOTAL(G1:G1) | 1 | =PRODUCT(C2*E2,F2) | =G2
B |  | Waste | =XGETVALUE("Waste 5%",3) | % | =SUBTOTAL(G1:G2) | 1 | =PRODUCT(C3*E3,F3) | =G3
B | PM_41FAS_481 | SCREW SUREFAST SQ SS T304 8G 45MM 200PK | 4 | pa | =XGETRATE("SUP1",$A4,2) | 0.005 | =PRODUCT(C4*E4,F4) | =G4
B |  | Discount | =XGETVALUE("Discount 10%",3) | % | =SUBTOTAL(G4:G4) | 1 | =PRODUCT(C5*E5,F5) | =G5
B |  | Waste | =XGETVALUE("Waste 5%",3) | % | =SUBTOTAL(G4:G5) | 1 | =PRODUCT(C6*E6,F6) | =G6
B | Roofer | Roofer all types | 0.5 | hrs | =XGETRATE("LAB1",$A7,2) | 1 | =PRODUCT(C7*E7,F7) | =G7
B |  | Margin | =XGETVALUE("Builders margin",3) | % | =SUBTOTAL(G1:G7) | 1 | =PRODUCT(C8*E8,F8) | =G8
I | T26.18.077 | Stainless steel, 304 | T26.18_RainwaterHead | No
B | SS4RHCOVE | Coventry Rainhead 300x225x240 SS 304 | 1 | no | =XGETRATE("ROF",$A1,2) | 1 | =PRODUCT(C1*E1,F1) | =G1
B |  | Discount | =XGETVALUE("Discount 20%",3) | % | =SUBTOTAL(G1:G1) | 1 | =PRODUCT(C2*E2,F2) | =G2
B |  | Waste | =XGETVALUE("Waste 5%",3) | % | =SUBTOTAL(G1:G2) | 1 | =PRODUCT(C3*E3,F3) | =G3
B | PM_41FAS_481 | SCREW SUREFAST SQ SS T304 8G 45MM 200PK | 4 | pa | =XGETRATE("SUP1",$A4,2) | 0.005 | =PRODUCT(C4*E4,F4) | =G4
B |  | Discount | =XGETVALUE("Discount 10%",3) | % | =SUBTOTAL(G4:G4) | 1 | =PRODUCT(C5*E5,F5) | =G5
B |  | Waste | =XGETVALUE("Waste 5%",3) | % | =SUBTOTAL(G4:G5) | 1 | =PRODUCT(C6*E6,F6) | =G6
B | Roofer | Roofer all types | 0.5 | hrs | =XGETRATE("LAB1",$A7,2) | 1 | =PRODUCT(C7*E7,F7) | =G7
B |  | Margin | =XGETVALUE("Builders margin",3) | % | =SUBTOTAL(G1:G7) | 1 | =PRODUCT(C8*E8,F8) | =G8
I | T26.18.081 | Stainless steel, 316 | T26.18_RainwaterHead | No
B | SS6RHCOVE | Coventry Rainhead 300x225x240 SS 316 | 1 | no | =XGETRATE("ROF",$A1,2) | 1 | =PRODUCT(C1*E1,F1) | =G1
B |  | Discount | =XGETVALUE("Discount 20%",3) | % | =SUBTOTAL(G1:G1) | 1 | =PRODUCT(C2*E2,F2) | =G2
B |  | Waste | =XGETVALUE("Waste 5%",3) | % | =SUBTOTAL(G1:G2) | 1 | =PRODUCT(C3*E3,F3) | =G3
B | PM_41FAS_481 | SCREW SUREFAST SQ SS T304 8G 45MM 200PK | 4 | pa | =XGETRATE("SUP1",$A4,2) | 0.005 | =PRODUCT(C4*E4,F4) | =G4
B |  | Discount | =XGETVALUE("Discount 10%",3) | % | =SUBTOTAL(G4:G4) | 1 | =PRODUCT(C5*E5,F5) | =G5
B |  | Waste | =XGETVALUE("Waste 5%",3) | % | =SUBTOTAL(G4:G5) | 1 | =PRODUCT(C6*E6,F6) | =G6
B | Roofer | Roofer all types | 0.5 | hrs | =XGETRATE("LAB1",$A7,2) | 1 | =PRODUCT(C7*E7,F7) | =G7
B |  | Margin | =XGETVALUE("Builders margin",3) | % | =SUBTOTAL(G1:G7) | 1 | =PRODUCT(C8*E8,F8) | =G8
I | T26.18.085 | Zinc, pre-weathered | T26.18_RainwaterHead | No
B | VMRHCOVE | Coventry Rainhead 300x225x240 ZINC PRE-WEATHERED | 1 | no | =XGETRATE("ROF",$A1,2) | 1 | =PRODUCT(C1*E1,F1) | =G1
B |  | Discount | =XGETVALUE("Discount 20%",3) | % | =SUBTOTAL(G1:G1) | 1 | =PRODUCT(C2*E2,F2) | =G2
B |  | Waste | =XGETVALUE("Waste 5%",3) | % | =SUBTOTAL(G1:G2) | 1 | =PRODUCT(C3*E3,F3) | =G3
B | PM_41FAS_481 | SCREW SUREFAST SQ SS T304 8G 45MM 200PK | 4 | pa | =XGETRATE("SUP1",$A4,2) | 0.005 | =PRODUCT(C4*E4,F4) | =G4
B |  | Discount | =XGETVALUE("Discount 10%",3) | % | =SUBTOTAL(G4:G4) | 1 | =PRODUCT(C5*E5,F5) | =G5
B |  | Waste | =XGETVALUE("Waste 5%",3) | % | =SUBTOTAL(G4:G5) | 1 | =PRODUCT(C6*E6,F6) | =G6
B | Roofer | Roofer all types | 0.5 | hrs | =XGETRATE("LAB1",$A7,2) | 1 | =PRODUCT(C7*E7,F7) | =G7
B |  | Margin | =XGETVALUE("Builders margin",3) | % | =SUBTOTAL(G1:G7) | 1 | =PRODUCT(C8*E8,F8) | =G8
I | T26.18.089 | <b>Ned Kelly Rainhead,</b> tapered, 300mm x 440mm high x 180mm deep | T26.18_RainwaterHead
I | T26.18.093 | Copper | T26.18_RainwaterHead | No
B | CURHNEDK | Ned Kelly Rainhead 300x440x180 COPPER | 1 | no | =XGETRATE("ROF",$A1,2) | 1 | =PRODUCT(C1*E1,F1) | =G1
B |  | Discount | =XGETVALUE("Discount 20%",3) | % | =SUBTOTAL(G1:G1) | 1 | =PRODUCT(C2*E2,F2) | =G2
B |  | Waste | =XGETVALUE("Waste 5%",3) | % | =SUBTOTAL(G1:G2) | 1 | =PRODUCT(C3*E3,F3) | =G3
B | PM_41FAS_481 | SCREW SUREFAST SQ SS T304 8G 45MM 200PK | 4 | pa | =XGETRATE("SUP1",$A4,2) | 0.005 | =PRODUCT(C4*E4,F4) | =G4
B |  | Discount | =XGETVALUE("Discount 10%",3) | % | =SUBTOTAL(G4:G4) | 1 | =PRODUCT(C5*E5,F5) | =G5
B |  | Waste | =XGETVALUE("Waste 5%",3) | % | =SUBTOTAL(G4:G5) | 1 | =PRODUCT(C6*E6,F6) | =G6
B | Roofer | Roofer all types | 0.5 | hrs | =XGETRATE("LAB1",$A7,2) | 1 | =PRODUCT(C7*E7,F7) | =G7
B |  | Margin | =XGETVALUE("Builders margin",3) | % | =SUBTOTAL(G1:G7) | 1 | =PRODUCT(C8*E8,F8) | =G8
I | T26.18.097 | Galvanised steel | T26.18_RainwaterHead | No
B | GARHNEDK | Ned Kelly Rainhead 300x440x180 GALV | 1 | no | =XGETRATE("ROF",$A1,2) | 1 | =PRODUCT(C1*E1,F1) | =G1
B |  | Discount | =XGETVALUE("Discount 20%",3) | % | =SUBTOTAL(G1:G1) | 1 | =PRODUCT(C2*E2,F2) | =G2
B |  | Waste | =XGETVALUE("Waste 5%",3) | % | =SUBTOTAL(G1:G2) | 1 | =PRODUCT(C3*E3,F3) | =G3
B | PM_41FAS_481 | SCREW SUREFAST SQ SS T304 8G 45MM 200PK | 4 | pa | =XGETRATE("SUP1",$A4,2) | 0.005 | =PRODUCT(C4*E4,F4) | =G4
B |  | Discount | =XGETVALUE("Discount 10%",3) | % | =SUBTOTAL(G4:G4) | 1 | =PRODUCT(C5*E5,F5) | =G5
B |  | Waste | =XGETVALUE("Waste 5%",3) | % | =SUBTOTAL(G4:G5) | 1 | =PRODUCT(C6*E6,F6) | =G6
B | Roofer | Roofer all types | 0.5 | hrs | =XGETRATE("LAB1",$A7,2) | 1 | =PRODUCT(C7*E7,F7) | =G7
B |  | Margin | =XGETVALUE("Builders margin",3) | % | =SUBTOTAL(G1:G7) | 1 | =PRODUCT(C8*E8,F8) | =G8
I | T26.18.101 | Stainless steel, 304 | T26.18_RainwaterHead | No
B | SS4RHNEDK | Ned Kelly Rainhead 300x440x180 SS 304 | 1 | no | =XGETRATE("ROF",$A1,2) | 1 | =PRODUCT(C1*E1,F1) | =G1
B |  | Discount | =XGETVALUE("Discount 20%",3) | % | =SUBTOTAL(G1:G1) | 1 | =PRODUCT(C2*E2,F2) | =G2
B |  | Waste | =XGETVALUE("Waste 5%",3) | % | =SUBTOTAL(G1:G2) | 1 | =PRODUCT(C3*E3,F3) | =G3
B | PM_41FAS_481 | SCREW SUREFAST SQ SS T304 8G 45MM 200PK | 4 | pa | =XGETRATE("SUP1",$A4,2) | 0.005 | =PRODUCT(C4*E4,F4) | =G4
B |  | Discount | =XGETVALUE("Discount 10%",3) | % | =SUBTOTAL(G4:G4) | 1 | =PRODUCT(C5*E5,F5) | =G5
B |  | Waste | =XGETVALUE("Waste 5%",3) | % | =SUBTOTAL(G4:G5) | 1 | =PRODUCT(C6*E6,F6) | =G6
B | Roofer | Roofer all types | 0.5 | hrs | =XGETRATE("LAB1",$A7,2) | 1 | =PRODUCT(C7*E7,F7) | =G7
B |  | Margin | =XGETVALUE("Builders margin",3) | % | =SUBTOTAL(G1:G7) | 1 | =PRODUCT(C8*E8,F8) | =G8
I | T26.18.105 | Stainless steel, 316 | T26.18_RainwaterHead | No
B | SS6RHNEDK | Ned Kelly Rainhead 300x440x180 SS 316 | 1 | no | =XGETRATE("ROF",$A1,2) | 1 | =PRODUCT(C1*E1,F1) | =G1
B |  | Discount | =XGETVALUE("Discount 20%",3) | % | =SUBTOTAL(G1:G1) | 1 | =PRODUCT(C2*E2,F2) | =G2
B |  | Waste | =XGETVALUE("Waste 5%",3) | % | =SUBTOTAL(G1:G2) | 1 | =PRODUCT(C3*E3,F3) | =G3
B | PM_41FAS_481 | SCREW SUREFAST SQ SS T304 8G 45MM 200PK | 4 | pa | =XGETRATE("SUP1",$A4,2) | 0.005 | =PRODUCT(C4*E4,F4) | =G4
B |  | Discount | =XGETVALUE("Discount 10%",3) | % | =SUBTOTAL(G4:G4) | 1 | =PRODUCT(C5*E5,F5) | =G5
B |  | Waste | =XGETVALUE("Waste 5%",3) | % | =SUBTOTAL(G4:G5) | 1 | =PRODUCT(C6*E6,F6) | =G6
B | Roofer | Roofer all types | 0.5 | hrs | =XGETRATE("LAB1",$A7,2) | 1 | =PRODUCT(C7*E7,F7) | =G7
B |  | Margin | =XGETVALUE("Builders margin",3) | % | =SUBTOTAL(G1:G7) | 1 | =PRODUCT(C8*E8,F8) | =G8
I | T26.18.109 | Zinc, pre-weathered | T26.18_RainwaterHead | No
B | VMRHNEDK | Ned Kelly Rainhead 300x440x180 ZINC PRE-WEATHERED | 1 | no | =XGETRATE("ROF",$A1,2) | 1 | =PRODUCT(C1*E1,F1) | =G1
B |  | Discount | =XGETVALUE("Discount 20%",3) | % | =SUBTOTAL(G1:G1) | 1 | =PRODUCT(C2*E2,F2) | =G2
B |  | Waste | =XGETVALUE("Waste 5%",3) | % | =SUBTOTAL(G1:G2) | 1 | =PRODUCT(C3*E3,F3) | =G3
B | PM_41FAS_481 | SCREW SUREFAST SQ SS T304 8G 45MM 200PK | 4 | pa | =XGETRATE("SUP1",$A4,2) | 0.005 | =PRODUCT(C4*E4,F4) | =G4
B |  | Discount | =XGETVALUE("Discount 10%",3) | % | =SUBTOTAL(G4:G4) | 1 | =PRODUCT(C5*E5,F5) | =G5
B |  | Waste | =XGETVALUE("Waste 5%",3) | % | =SUBTOTAL(G4:G5) | 1 | =PRODUCT(C6*E6,F6) | =G6
B | Roofer | Roofer all types | 0.5 | hrs | =XGETRATE("LAB1",$A7,2) | 1 | =PRODUCT(C7*E7,F7) | =G7
B |  | Margin | =XGETVALUE("Builders margin",3) | % | =SUBTOTAL(G1:G7) | 1 | =PRODUCT(C8*E8,F8) | =G8
I | T26.18.112 | <b>PVC</b> | T26.18_RainwaterHead | No
I | T26.18.115 | Marley Magnum | T26.18_RainwaterHead | No
B | PM_32RWS_226 | MARLEY MAGNUM RAINHEAD GREY | 1 | no | =XGETRATE("SUP1",$A1,2) | 1 | =PRODUCT(C1*E1,F1) | =G1
B |  | Discount | =XGETVALUE("Discount 20%",3) | % | =SUBTOTAL(G1:G1) | 1 | =PRODUCT(C2*E2,F2) | =G2
B |  | Waste | =XGETVALUE("Waste 5%",3) | % | =SUBTOTAL(G1:G2) | 1 | =PRODUCT(C3*E3,F3) | =G3
B | PM_41FAS_481 | SCREW SUREFAST SQ SS T304 8G 45MM 200PK | 4 | pa | =XGETRATE("SUP1",$A4,2) | 0.005 | =PRODUCT(C4*E4,F4) | =G4
B |  | Discount | =XGETVALUE("Discount 10%",3) | % | =SUBTOTAL(G4:G4) | 1 | =PRODUCT(C5*E5,F5) | =G5
B |  | Waste | =XGETVALUE("Waste 5%",3) | % | =SUBTOTAL(G4:G5) | 1 | =PRODUCT(C6*E6,F6) | =G6
B | Roofer | Roofer all types | 0.5 | hrs | =XGETRATE("LAB1",$A7,2) | 1 | =PRODUCT(C7*E7,F7) | =G7
B |  | Margin | =XGETVALUE("Builders margin",3) | % | =SUBTOTAL(G1:G7) | 1 | =PRODUCT(C8*E8,F8) | =G8
I | T26.19.001 | Concealed Gutter Fascia System | T26.19_ConcFascia
I | T26.19.005 | <b>Prefinished Steel Fascia/Concealed Gutter System,</b> including brackets | T26.19_ConcFascia | m
B | PM_32RWS_007 | DIMOND INT FASCIA 195MM INTERNAL GUTTER | 1 | lm | =XGETRATE("SUP1",$A1,2) | 1 | =PRODUCT(C1*E1,F1) | =G1
B |  | Discount | =XGETVALUE("Discount 15%",3) | % | =SUBTOTAL(G1:G1) | 1 | =PRODUCT(C2*E2,F2) | =G2
B |  | Waste | =XGETVALUE("Waste 7.5%",3) | % | =SUBTOTAL(G1:G2) | 1 | =PRODUCT(C3*E3,F3) | =G3
B | PM_32RWS_001 | DIMOND INT FASCIA 195MM ZR8 | 1 | lm | =XGETRATE("SUP1",$A4,2) | 1 | =PRODUCT(C4*E4,F4) | =G4
B |  | Discount | =XGETVALUE("Discount 15%",3) | % | =SUBTOTAL(G4:G4) | 1 | =PRODUCT(C5*E5,F5) | =G5
B |  | Waste | =XGETVALUE("Waste 7.5%",3) | % | =SUBTOTAL(G4:G5) | 1 | =PRODUCT(C6*E6,F6) | =G6
B | PM_32RWS_004 | DIMOND INT FASCIA 195MM GUT BKT wSUPPORT | 1 | ea | =XGETRATE("SUP1",$A7,2) | 1.1111 | =PRODUCT(C7*E7,F7) | =G7
B |  | Discount | =XGETVALUE("Discount 15%",3) | % | =SUBTOTAL(G7:G7) | 1 | =PRODUCT(C8*E8,F8) | =G8
B |  | Waste | =XGETVALUE("Waste 7.5%",3) | % | =SUBTOTAL(G7:G8) | 1 | =PRODUCT(C9*E9,F9) | =G9
B | PM_41FAS_562 | RIVET 5052 ALU/STEEL TRUSS HD 5-8 PK12 | 1 | jar | =XGETRATE("SUP1",$A10,2) | 0.083333 | =PRODUCT(C10*E10,F10) | =G10
B |  | Discount | =XGETVALUE("Discount 15%",3) | % | =SUBTOTAL(G10:G10) | 1 | =PRODUCT(C11*E11,F11) | =G11
B |  | Waste | =XGETVALUE("Waste 7.5%",3) | % | =SUBTOTAL(G10:G11) | 1 | =PRODUCT(C12*E12,F12) | =G12
B | Roofer | Roofer all types | 0.4 | hrs | =XGETRATE("LAB1",$A13,2) | 1 | =PRODUCT(C13*E13,F13) | =G13
B |  | Margin | =XGETVALUE("Builders margin",3) | % | =SUBTOTAL(G1:G13) | 1 | =PRODUCT(C14*E14,F14) | =G14
I | T26.19.009 | External or internal angle | T26.19_ConcFascia | No
B | PM_32RWS_013 | DIMOND INT FASCIA 195MM HIP CORNER | 1 | ea | =XGETRATE("SUP1",$A1,2) | 1 | =PRODUCT(C1*E1,F1) | =G1
B |  | Discount | =XGETVALUE("Discount 15%",3) | % | =SUBTOTAL(G1:G1) | 1 | =PRODUCT(C2*E2,F2) | =G2
B |  | Waste | =XGETVALUE("Waste 7.5%",3) | % | =SUBTOTAL(G1:G2) | 1 | =PRODUCT(C3*E3,F3) | =G3
B | PM_41FAS_562 | RIVET 5052 ALU/STEEL TRUSS HD 5-8 PK12 | 1 | jar | =XGETRATE("SUP1",$A4,2) | 0.083333 | =PRODUCT(C4*E4,F4) | =G4
B |  | Discount | =XGETVALUE("Discount 15%",3) | % | =SUBTOTAL(G4:G4) | 1 | =PRODUCT(C5*E5,F5) | =G5
B |  | Waste | =XGETVALUE("Waste 7.5%",3) | % | =SUBTOTAL(G4:G5) | 1 | =PRODUCT(C6*E6,F6) | =G6
B | Roofer | Roofer all types | 0.5 | hrs | =XGETRATE("LAB1",$A7,2) | 1 | =PRODUCT(C7*E7,F7) | =G7
B |  | Margin | =XGETVALUE("Builders margin",3) | % | =SUBTOTAL(G1:G7) | 1 | =PRODUCT(C8*E8,F8) | =G8
I | T26.19.013 | Downpipe dropper | T26.19_ConcFascia | No
B | PM_32RWS_010 | DIMOND FASCIA DPIPE DROPPER 100X50 PVC | 1 | ea | =XGETRATE("SUP1",$A1,2) | 1 | =PRODUCT(C1*E1,F1) | =G1
B |  | Discount | =XGETVALUE("Discount 15%",3) | % | =SUBTOTAL(G1:G1) | 1 | =PRODUCT(C2*E2,F2) | =G2
B |  | Waste | =XGETVALUE("Waste 7.5%",3) | % | =SUBTOTAL(G1:G2) | 1 | =PRODUCT(C3*E3,F3) | =G3
B | PM_41FAS_562 | RIVET 5052 ALU/STEEL TRUSS HD 5-8 PK12 | 1 | jar | =XGETRATE("SUP1",$A4,2) | 0.083333 | =PRODUCT(C4*E4,F4) | =G4
B |  | Discount | =XGETVALUE("Discount 15%",3) | % | =SUBTOTAL(G4:G4) | 1 | =PRODUCT(C5*E5,F5) | =G5
B |  | Waste | =XGETVALUE("Waste 7.5%",3) | % | =SUBTOTAL(G4:G5) | 1 | =PRODUCT(C6*E6,F6) | =G6
B | Roofer | Roofer all types | 0.5 | hrs | =XGETRATE("LAB1",$A7,2) | 1 | =PRODUCT(C7*E7,F7) | =G7
B |  | Margin | =XGETVALUE("Builders margin",3) | % | =SUBTOTAL(G1:G7) | 1 | =PRODUCT(C8*E8,F8) | =G8
I | T26.20.001 | Box Gutters | T26.20_BoxGutter
I | T26.20.005 | Rates do not include timber framing or plywood lining | T26.20_BoxGutter
I | T26.20.009 | <b>Box Gutter,</b> 1000mm girth | T26.20_BoxGutter
I | T26.20.013 | Copper, 0.55mm | T26.20_BoxGutter | m
B | CU1000_55 | 2400x1000x0.55 Copper Sheet | 1 | sh | =XGETRATE("PLU",$A1,2) | 0.41667 | =PRODUCT(C1*E1,F1) | =G1
B |  | Discount | =XGETVALUE("Discount 15%",3) | % | =SUBTOTAL(G1:G1) | 1 | =PRODUCT(C2*E2,F2) | =G2
B |  | Waste | =XGETVALUE("Waste 5%",3) | % | =SUBTOTAL(G1:G2) | 1 | =PRODUCT(C3*E3,F3) | =G3
B | PM_46POW_001 | SOLID CORE SOLDER COIL 85G - PLUMBING | 1 | ea | =XGETRATE("SUP1",$A4,2) | 0.1 | =PRODUCT(C4*E4,F4) | =G4
B |  | Discount | =XGETVALUE("Discount 15%",3) | % | =SUBTOTAL(G4:G4) | 1 | =PRODUCT(C5*E5,F5) | =G5
B |  | Waste | =XGETVALUE("Waste 7.5%",3) | % | =SUBTOTAL(G4:G5) | 1 | =PRODUCT(C6*E6,F6) | =G6
B | Plumber | Plumber | 1 | hour | =XGETRATE("LAB1",$A7,2) | 1 | =PRODUCT(C7*E7,F7) | =G7
B |  | Margin | =XGETVALUE("Builders margin",3) | % | =SUBTOTAL(G1:G7) | 1 | =PRODUCT(C8*E8,F8) | =G8
I | T26.20.017 | Mitred angle, expansion joint, stop end | T26.20_BoxGutter | No
B | PM_46POW_001 | SOLID CORE SOLDER COIL 85G - PLUMBING | 1 | ea | =XGETRATE("SUP1",$A1,2) | 0.2 | =PRODUCT(C1*E1,F1) | =G1
B |  | Discount | =XGETVALUE("Discount 15%",3) | % | =SUBTOTAL(G1:G1) | 1 | =PRODUCT(C2*E2,F2) | =G2
B |  | Waste | =XGETVALUE("Waste 7.5%",3) | % | =SUBTOTAL(G1:G2) | 1 | =PRODUCT(C3*E3,F3) | =G3
B | Plumber | Plumber | 1 | hour | =XGETRATE("LAB1",$A4,2) | 1 | =PRODUCT(C4*E4,F4) | =G4
B |  | Margin | =XGETVALUE("Builders margin",3) | % | =SUBTOTAL(G1:G4) | 1 | =PRODUCT(C5*E5,F5) | =G5
I | T26.20.021 | Dropper outlet 100mm dia | T26.20_BoxGutter | No
B | CU100DRRD | 100mm round tapered dropper COPPER | 1 | no | =XGETRATE("ROF",$A1,2) | 1 | =PRODUCT(C1*E1,F1) | =G1
B |  | Discount | =XGETVALUE("Discount 15%",3) | % | =SUBTOTAL(G1:G1) | 1 | =PRODUCT(C2*E2,F2) | =G2
B |  | Waste | =XGETVALUE("Waste 5%",3) | % | =SUBTOTAL(G1:G2) | 1 | =PRODUCT(C3*E3,F3) | =G3
B | PM_46POW_001 | SOLID CORE SOLDER COIL 85G - PLUMBING | 1 | ea | =XGETRATE("SUP1",$A4,2) | 0.1 | =PRODUCT(C4*E4,F4) | =G4
B |  | Discount | =XGETVALUE("Discount 15%",3) | % | =SUBTOTAL(G4:G4) | 1 | =PRODUCT(C5*E5,F5) | =G5
B |  | Waste | =XGETVALUE("Waste 7.5%",3) | % | =SUBTOTAL(G4:G5) | 1 | =PRODUCT(C6*E6,F6) | =G6
B | Plumber | Plumber | 0.5 | hour | =XGETRATE("LAB1",$A7,2) | 1 | =PRODUCT(C7*E7,F7) | =G7
B |  | Margin | =XGETVALUE("Builders margin",3) | % | =SUBTOTAL(G1:G7) | 1 | =PRODUCT(C8*E8,F8) | =G8
I | T26.20.025 | ZINCALUME<s>®</s> Steel, 0.55mm | T26.20_BoxGutter | m
B | Z1200_55 | 2438x1219x0.55 Zincalume Sheet | 1 | sh | =XGETRATE("PLU",$A1,2) | 0.33648 | =PRODUCT(C1*E1,F1) | =G1
B |  | Discount | =XGETVALUE("Discount 15%",3) | % | =SUBTOTAL(G1:G1) | 1 | =PRODUCT(C2*E2,F2) | =G2
B |  | Waste | =XGETVALUE("Waste 5%",3) | % | =SUBTOTAL(G1:G2) | 1 | =PRODUCT(C3*E3,F3) | =G3
B | PM_46POW_001 | SOLID CORE SOLDER COIL 85G - PLUMBING | 1 | ea | =XGETRATE("SUP1",$A4,2) | 0.1 | =PRODUCT(C4*E4,F4) | =G4
B |  | Discount | =XGETVALUE("Discount 15%",3) | % | =SUBTOTAL(G4:G4) | 1 | =PRODUCT(C5*E5,F5) | =G5
B |  | Waste | =XGETVALUE("Waste 7.5%",3) | % | =SUBTOTAL(G4:G5) | 1 | =PRODUCT(C6*E6,F6) | =G6
B | Plumber | Plumber | 0.75 | hour | =XGETRATE("LAB1",$A7,2) | 1 | =PRODUCT(C7*E7,F7) | =G7
B |  | Margin | =XGETVALUE("Builders margin",3) | % | =SUBTOTAL(G1:G7) | 1 | =PRODUCT(C8*E8,F8) | =G8
I | T26.20.029 | Mitred angle, expansion joint, stop end | T26.20_BoxGutter | No
B | PM_46POW_001 | SOLID CORE SOLDER COIL 85G - PLUMBING | 1 | ea | =XGETRATE("SUP1",$A1,2) | 0.2 | =PRODUCT(C1*E1,F1) | =G1
B |  | Discount | =XGETVALUE("Discount 15%",3) | % | =SUBTOTAL(G1:G1) | 1 | =PRODUCT(C2*E2,F2) | =G2
B |  | Waste | =XGETVALUE("Waste 7.5%",3) | % | =SUBTOTAL(G1:G2) | 1 | =PRODUCT(C3*E3,F3) | =G3
B | Plumber | Plumber | 0.75 | hour | =XGETRATE("LAB1",$A4,2) | 1 | =PRODUCT(C4*E4,F4) | =G4
B |  | Margin | =XGETVALUE("Builders margin",3) | % | =SUBTOTAL(G1:G4) | 1 | =PRODUCT(C5*E5,F5) | =G5
I | T26.20.033 | Dropper outlet 100mm dia | T26.20_BoxGutter | No
B | ZC100DRRD | 100mm round tapered dropper ZINCALUME | 1 | no | =XGETRATE("ROF",$A1,2) | 1 | =PRODUCT(C1*E1,F1) | =G1
B |  | Discount | =XGETVALUE("Discount 15%",3) | % | =SUBTOTAL(G1:G1) | 1 | =PRODUCT(C2*E2,F2) | =G2
B |  | Waste | =XGETVALUE("Waste 5%",3) | % | =SUBTOTAL(G1:G2) | 1 | =PRODUCT(C3*E3,F3) | =G3
B | PM_46POW_001 | SOLID CORE SOLDER COIL 85G - PLUMBING | 1 | ea | =XGETRATE("SUP1",$A4,2) | 0.1 | =PRODUCT(C4*E4,F4) | =G4
B |  | Discount | =XGETVALUE("Discount 15%",3) | % | =SUBTOTAL(G4:G4) | 1 | =PRODUCT(C5*E5,F5) | =G5
B |  | Waste | =XGETVALUE("Waste 7.5%",3) | % | =SUBTOTAL(G4:G5) | 1 | =PRODUCT(C6*E6,F6) | =G6
B | Plumber | Plumber | 0.5 | hour | =XGETRATE("LAB1",$A7,2) | 1 | =PRODUCT(C7*E7,F7) | =G7
B |  | Margin | =XGETVALUE("Builders margin",3) | % | =SUBTOTAL(G1:G7) | 1 | =PRODUCT(C8*E8,F8) | =G8
I | T26.20.037 | <b>Box Gutter,</b> girths as shown | T26.20_BoxGutter
I | T26.20.041 | Butyl Rubber, 1mm thick, dressing over timber fillets and forming angles | T26.20_BoxGutter
I | T26.20.045 | 600mm girth | T26.20_BoxGutter | m
B | EPDM900X20R | 900mm Butyl Shhet | 0.66667 | rl | =XGETRATE("PLU",$A1,2) | 0.05 | =PRODUCT(C1*E1,F1) | =G1
B |  | Discount | =XGETVALUE("Discount 5%",3) | % | =SUBTOTAL(G1:G1) | 1 | =PRODUCT(C2*E2,F2) | =G2
B |  | Waste | =XGETVALUE("Waste 5%",3) | % | =SUBTOTAL(G1:G2) | 1 | =PRODUCT(C3*E3,F3) | =G3
B | EPDMA20 | Butyl 20L Hi-Bond Adhesiv 3m2/litre*20litre pail | 0.6 | ea | =XGETRATE("PLU",$A4,2) | 0.016667 | =PRODUCT(C4*E4,F4) | =G4
B |  | Discount | =XGETVALUE("Discount 5%",3) | % | =SUBTOTAL(G4:G4) | 1 | =PRODUCT(C5*E5,F5) | =G5
B |  | Waste | =XGETVALUE("Waste 5%",3) | % | =SUBTOTAL(G4:G5) | 1 | =PRODUCT(C6*E6,F6) | =G6
B | PM_38PNT_133 | DUNLOP PRIMER & ADDITIVE 4LTR 10348 8m2/litre*5*4litre pail | 3 | ea | =XGETRATE("SUP1",$A7,2) | 0.00625 | =PRODUCT(C7*E7,F7) | =G7
B |  | Discount | =XGETVALUE("Discount 5%",3) | % | =SUBTOTAL(G7:G7) | 1 | =PRODUCT(C8*E8,F8) | =G8
B |  | Waste | =XGETVALUE("Waste 5%",3) | % | =SUBTOTAL(G7:G8) | 1 | =PRODUCT(C9*E9,F9) | =G9
B | EPDMS4 | Dunlop Butynol Solvent 4L | 0.6 | ea | =XGETRATE("PLU",$A10,2) | 0.005 | =PRODUCT(C10*E10,F10) | =G10
B |  | Discount | =XGETVALUE("Discount 5%",3) | % | =SUBTOTAL(G10:G10) | 1 | =PRODUCT(C11*E11,F11) | =G11
B |  | Waste | =XGETVALUE("Waste 5%",3) | % | =SUBTOTAL(G10:G11) | 1 | =PRODUCT(C12*E12,F12) | =G12
B | Plumber | Plumber | 0.3 | hour | =XGETRATE("LAB1",$A13,2) | 1 | =PRODUCT(C13*E13,F13) | =G13
B |  | Margin | =XGETVALUE("Builders margin",3) | % | =SUBTOTAL(G1:G13) | 1 | =PRODUCT(C14*E14,F14) | =G14
I | T26.20.049 | 750mm girth | T26.20_BoxGutter | m
B | EPDM900X20R | 900mm Butyl Shhet, 750 w | 0.83333 | rl | =XGETRATE("PLU",$A1,2) | 0.05 | =PRODUCT(C1*E1,F1) | =G1
B |  | Discount | =XGETVALUE("Discount 5%",3) | % | =SUBTOTAL(G1:G1) | 1 | =PRODUCT(C2*E2,F2) | =G2
B |  | Waste | =XGETVALUE("Waste 5%",3) | % | =SUBTOTAL(G1:G2) | 1 | =PRODUCT(C3*E3,F3) | =G3
B | EPDM500X17.5R | Dunlop Butynol 17.5M Waterproofing 500mm 3/10 of roll width | 0.3 | rl | =XGETRATE("PLU",$A4,2) | 0.05 | =PRODUCT(C4*E4,F4) | =G4
B |  | Discount | =XGETVALUE("Discount 5%",3) | % | =SUBTOTAL(G4:G4) | 1 | =PRODUCT(C5*E5,F5) | =G5
B |  | Waste | =XGETVALUE("Waste 5%",3) | % | =SUBTOTAL(G4:G5) | 1 | =PRODUCT(C6*E6,F6) | =G6
B | EPDMA20 | Butyl 20L Hi-Bond Adhesiv 3m2/litre*20litre pail | 0.75 | ea | =XGETRATE("PLU",$A7,2) | 0.016667 | =PRODUCT(C7*E7,F7) | =G7
B |  | Discount | =XGETVALUE("Discount 5%",3) | % | =SUBTOTAL(G7:G7) | 1 | =PRODUCT(C8*E8,F8) | =G8
B |  | Waste | =XGETVALUE("Waste 5%",3) | % | =SUBTOTAL(G7:G8) | 1 | =PRODUCT(C9*E9,F9) | =G9
B | PM_38PNT_133 | DUNLOP PRIMER & ADDITIVE 4LTR 10348 8m2/litre*5*4litre pail | 3.75 | ea | =XGETRATE("SUP1",$A10,2) | 0.00625 | =PRODUCT(C10*E10,F10) | =G10
B |  | Discount | =XGETVALUE("Discount 5%",3) | % | =SUBTOTAL(G10:G10) | 1 | =PRODUCT(C11*E11,F11) | =G11
B |  | Waste | =XGETVALUE("Waste 5%",3) | % | =SUBTOTAL(G10:G11) | 1 | =PRODUCT(C12*E12,F12) | =G12
B | EPDMS4 | Dunlop Butynol Solvent 4L | 0.75 | ea | =XGETRATE("PLU",$A13,2) | 0.005 | =PRODUCT(C13*E13,F13) | =G13
B |  | Discount | =XGETVALUE("Discount 5%",3) | % | =SUBTOTAL(G13:G13) | 1 | =PRODUCT(C14*E14,F14) | =G14
B |  | Waste | =XGETVALUE("Waste 5%",3) | % | =SUBTOTAL(G13:G14) | 1 | =PRODUCT(C15*E15,F15) | =G15
B | EPDMLT50R | Butyl Seam Tape 50mmx30.4 | 1 | rl | =XGETRATE("PLU",$A16,2) | 0.032895 | =PRODUCT(C16*E16,F16) | =G16
B |  | Discount | =XGETVALUE("Discount 5%",3) | % | =SUBTOTAL(G16:G16) | 1 | =PRODUCT(C17*E17,F17) | =G17
B |  | Waste | =XGETVALUE("Waste 5%",3) | % | =SUBTOTAL(G16:G17) | 1 | =PRODUCT(C18*E18,F18) | =G18
B | Plumber | Plumber | 0.4 | hour | =XGETRATE("LAB1",$A19,2) | 1 | =PRODUCT(C19*E19,F19) | =G19
B |  | Margin | =XGETVALUE("Builders margin",3) | % | =SUBTOTAL(G1:G19) | 1 | =PRODUCT(C20*E20,F20) | =G20
I | T26.20.053 | 1000mm girth | T26.20_BoxGutter | m
B | EPDMR | Butyl Roll 1mmx1.2mx20lm (24m2) | 1 | rl | =XGETRATE("PLU",$A1,2) | 0.041667 | =PRODUCT(C1*E1,F1) | =G1
B |  | Discount | =XGETVALUE("Discount 5%",3) | % | =SUBTOTAL(G1:G1) | 1 | =PRODUCT(C2*E2,F2) | =G2
B |  | Waste - already allowed for in full roll width
B | EPDMA20 | Butyl 20L Hi-Bond Adhesiv 3m2/litre*20litre pail | 1 | ea | =XGETRATE("PLU",$A4,2) | 0.016667 | =PRODUCT(C4*E4,F4) | =G4
B |  | Discount | =XGETVALUE("Discount 5%",3) | % | =SUBTOTAL(G4:G4) | 1 | =PRODUCT(C5*E5,F5) | =G5
B |  | Waste | =XGETVALUE("Waste 5%",3) | % | =SUBTOTAL(G4:G5) | 1 | =PRODUCT(C6*E6,F6) | =G6
B | PM_38PNT_133 | DUNLOP PRIMER & ADDITIVE 4LTR 10348 8m2/litre*5*4litre pail | 5 | ea | =XGETRATE("SUP1",$A7,2) | 0.00625 | =PRODUCT(C7*E7,F7) | =G7
B |  | Discount | =XGETVALUE("Discount 5%",3) | % | =SUBTOTAL(G7:G7) | 1 | =PRODUCT(C8*E8,F8) | =G8
B |  | Waste | =XGETVALUE("Waste 5%",3) | % | =SUBTOTAL(G7:G8) | 1 | =PRODUCT(C9*E9,F9) | =G9
B | EPDMS4 | Dunlop Butynol Solvent 4L | 1 | ea | =XGETRATE("PLU",$A10,2) | 0.005 | =PRODUCT(C10*E10,F10) | =G10
B |  | Discount | =XGETVALUE("Discount 5%",3) | % | =SUBTOTAL(G10:G10) | 1 | =PRODUCT(C11*E11,F11) | =G11
B |  | Waste | =XGETVALUE("Waste 5%",3) | % | =SUBTOTAL(G10:G11) | 1 | =PRODUCT(C12*E12,F12) | =G12
B | Plumber | Plumber | 0.5 | hour | =XGETRATE("LAB1",$A13,2) | 1 | =PRODUCT(C13*E13,F13) | =G13
B |  | Margin | =XGETVALUE("Builders margin",3) | % | =SUBTOTAL(G1:G13) | 1 | =PRODUCT(C14*E14,F14) | =G14
I | T26.20.057 | 1200mm girth | T26.20_BoxGutter | m
B | EPDMR | Butyl Roll 1mmx1.2mx20lm (24m2) | 1 | rl | =XGETRATE("PLU",$A1,2) | 0.041667 | =PRODUCT(C1*E1,F1) | =G1
B |  | Discount | =XGETVALUE("Discount 5%",3) | % | =SUBTOTAL(G1:G1) | 1 | =PRODUCT(C2*E2,F2) | =G2
B |  | Waste | =XGETVALUE("Waste 5%",3) | % | =SUBTOTAL(G1:G2) | 1 | =PRODUCT(C3*E3,F3) | =G3
B | EPDMA20 | Butyl 20L Hi-Bond Adhesiv 3m2/litre*20litre pail | 1.2 | ea | =XGETRATE("PLU",$A4,2) | 0.016667 | =PRODUCT(C4*E4,F4) | =G4
B |  | Discount | =XGETVALUE("Discount 5%",3) | % | =SUBTOTAL(G4:G4) | 1 | =PRODUCT(C5*E5,F5) | =G5
B |  | Waste | =XGETVALUE("Waste 5%",3) | % | =SUBTOTAL(G4:G5) | 1 | =PRODUCT(C6*E6,F6) | =G6
B | PM_38PNT_133 | DUNLOP PRIMER & ADDITIVE 4LTR 10348 8m2/litre*5*4litre pail | 6 | ea | =XGETRATE("SUP1",$A7,2) | 0.00625 | =PRODUCT(C7*E7,F7) | =G7
B |  | Discount | =XGETVALUE("Discount 5%",3) | % | =SUBTOTAL(G7:G7) | 1 | =PRODUCT(C8*E8,F8) | =G8
B |  | Waste | =XGETVALUE("Waste 5%",3) | % | =SUBTOTAL(G7:G8) | 1 | =PRODUCT(C9*E9,F9) | =G9
B | EPDMS4 | Dunlop Butynol Solvent 4L | 1.2 | ea | =XGETRATE("PLU",$A10,2) | 0.005 | =PRODUCT(C10*E10,F10) | =G10
B |  | Discount | =XGETVALUE("Discount 5%",3) | % | =SUBTOTAL(G10:G10) | 1 | =PRODUCT(C11*E11,F11) | =G11
B |  | Waste | =XGETVALUE("Waste 5%",3) | % | =SUBTOTAL(G10:G11) | 1 | =PRODUCT(C12*E12,F12) | =G12
B | Plumber | Plumber | 0.6 | hour | =XGETRATE("LAB1",$A13,2) | 1 | =PRODUCT(C13*E13,F13) | =G13
B |  | Margin | =XGETVALUE("Builders margin",3) | % | =SUBTOTAL(G1:G13) | 1 | =PRODUCT(C14*E14,F14) | =G14
I | T26.20.061 | 1500mm girth | T26.20_BoxGutter | m
B | EPDMR | Butyl Roll 1mmx1.2mx20lm (24m2) | 1 | rl | =XGETRATE("PLU",$A1,2) | 0.041667 | =PRODUCT(C1*E1,F1) | =G1
B |  | Discount | =XGETVALUE("Discount 5%",3) | % | =SUBTOTAL(G1:G1) | 1 | =PRODUCT(C2*E2,F2) | =G2
B |  | Waste | =XGETVALUE("Waste 5%",3) | % | =SUBTOTAL(G1:G2) | 1 | =PRODUCT(C3*E3,F3) | =G3
B | EPDM300X17.5R | Dunlop Butynol 17.5M Waterproofing 300mm | 1.52 | rl | =XGETRATE("PLU",$A4,2) | 0.05 | =PRODUCT(C4*E4,F4) | =G4
B |  | Discount | =XGETVALUE("Discount 5%",3) | % | =SUBTOTAL(G4:G4) | 1 | =PRODUCT(C5*E5,F5) | =G5
B |  | Waste | =XGETVALUE("Waste 5%",3) | % | =SUBTOTAL(G4:G5) | 1 | =PRODUCT(C6*E6,F6) | =G6
B | EPDMA20 | Butyl 20L Hi-Bond Adhesiv 3m2/litre*20litre pail | 1.5 | ea | =XGETRATE("PLU",$A7,2) | 0.016667 | =PRODUCT(C7*E7,F7) | =G7
B |  | Discount | =XGETVALUE("Discount 5%",3) | % | =SUBTOTAL(G7:G7) | 1 | =PRODUCT(C8*E8,F8) | =G8
B |  | Waste | =XGETVALUE("Waste 5%",3) | % | =SUBTOTAL(G7:G8) | 1 | =PRODUCT(C9*E9,F9) | =G9
B | PM_38PNT_133 | DUNLOP PRIMER & ADDITIVE 4LTR 10348 8m2/litre*5*4litre pail | 7.5 | ea | =XGETRATE("SUP1",$A10,2) | 0.00625 | =PRODUCT(C10*E10,F10) | =G10
B |  | Discount | =XGETVALUE("Discount 5%",3) | % | =SUBTOTAL(G10:G10) | 1 | =PRODUCT(C11*E11,F11) | =G11
B |  | Waste | =XGETVALUE("Waste 5%",3) | % | =SUBTOTAL(G10:G11) | 1 | =PRODUCT(C12*E12,F12) | =G12
B | EPDMS4 | Dunlop Butynol Solvent 4L | 1.5 | ea | =XGETRATE("PLU",$A13,2) | 0.005 | =PRODUCT(C13*E13,F13) | =G13
B |  | Discount | =XGETVALUE("Discount 5%",3) | % | =SUBTOTAL(G13:G13) | 1 | =PRODUCT(C14*E14,F14) | =G14
B |  | Waste | =XGETVALUE("Waste 5%",3) | % | =SUBTOTAL(G13:G14) | 1 | =PRODUCT(C15*E15,F15) | =G15
B | EPDMLT50R | Butyl Seam Tape 50mmx30.4 | 1 | rl | =XGETRATE("PLU",$A16,2) | 0.032895 | =PRODUCT(C16*E16,F16) | =G16
B |  | Discount | =XGETVALUE("Discount 5%",3) | % | =SUBTOTAL(G16:G16) | 1 | =PRODUCT(C17*E17,F17) | =G17
B |  | Waste | =XGETVALUE("Waste 5%",3) | % | =SUBTOTAL(G16:G17) | 1 | =PRODUCT(C18*E18,F18) | =G18
B | Plumber | Plumber | 0.75 | hour | =XGETRATE("LAB1",$A19,2) | 1 | =PRODUCT(C19*E19,F19) | =G19
B |  | Margin | =XGETVALUE("Builders margin",3) | % | =SUBTOTAL(G1:G19) | 1 | =PRODUCT(C20*E20,F20) | =G20
I | T26.20.065 | 1800mm girth | T26.20_BoxGutter | m
B | EPDMR | Butyl Roll 1mmx1.2mx20lm (24m2) | 1 | rl | =XGETRATE("PLU",$A1,2) | 0.041667 | =PRODUCT(C1*E1,F1) | =G1
B |  | Discount | =XGETVALUE("Discount 5%",3) | % | =SUBTOTAL(G1:G1) | 1 | =PRODUCT(C2*E2,F2) | =G2
B |  | Waste | =XGETVALUE("Waste 5%",3) | % | =SUBTOTAL(G1:G2) | 1 | =PRODUCT(C3*E3,F3) | =G3
B | EPDM500X17.5R | Dunlop Butynol 17.5M Waterproofing 500mm | 1.37 | rl | =XGETRATE("PLU",$A4,2) | 0.05 | =PRODUCT(C4*E4,F4) | =G4
B |  | Discount | =XGETVALUE("Discount 5%",3) | % | =SUBTOTAL(G4:G4) | 1 | =PRODUCT(C5*E5,F5) | =G5
B |  | Waste | =XGETVALUE("Waste 5%",3) | % | =SUBTOTAL(G4:G5) | 1 | =PRODUCT(C6*E6,F6) | =G6
B | EPDMA20 | Butyl 20L Hi-Bond Adhesiv 3m2/litre*20litre pail | 1.8 | ea | =XGETRATE("PLU",$A7,2) | 0.016667 | =PRODUCT(C7*E7,F7) | =G7
B |  | Discount | =XGETVALUE("Discount 5%",3) | % | =SUBTOTAL(G7:G7) | 1 | =PRODUCT(C8*E8,F8) | =G8
B |  | Waste | =XGETVALUE("Waste 5%",3) | % | =SUBTOTAL(G7:G8) | 1 | =PRODUCT(C9*E9,F9) | =G9
B | PM_38PNT_133 | DUNLOP PRIMER & ADDITIVE 4LTR 10348 8m2/litre*5*4litre pail | 9 | ea | =XGETRATE("SUP1",$A10,2) | 0.00625 | =PRODUCT(C10*E10,F10) | =G10
B |  | Discount | =XGETVALUE("Discount 5%",3) | % | =SUBTOTAL(G10:G10) | 1 | =PRODUCT(C11*E11,F11) | =G11
B |  | Waste | =XGETVALUE("Waste 5%",3) | % | =SUBTOTAL(G10:G11) | 1 | =PRODUCT(C12*E12,F12) | =G12
B | EPDMS4 | Dunlop Butynol Solvent 4L | 1.8 | ea | =XGETRATE("PLU",$A13,2) | 0.005 | =PRODUCT(C13*E13,F13) | =G13
B |  | Discount | =XGETVALUE("Discount 5%",3) | % | =SUBTOTAL(G13:G13) | 1 | =PRODUCT(C14*E14,F14) | =G14
B |  | Waste | =XGETVALUE("Waste 5%",3) | % | =SUBTOTAL(G13:G14) | 1 | =PRODUCT(C15*E15,F15) | =G15
B | EPDMLT50R | Butyl Seam Tape 50mmx30.4 | 1 | rl | =XGETRATE("PLU",$A16,2) | 0.032895 | =PRODUCT(C16*E16,F16) | =G16
B |  | Discount | =XGETVALUE("Discount 5%",3) | % | =SUBTOTAL(G16:G16) | 1 | =PRODUCT(C17*E17,F17) | =G17
B |  | Waste | =XGETVALUE("Waste 5%",3) | % | =SUBTOTAL(G16:G17) | 1 | =PRODUCT(C18*E18,F18) | =G18
B | Plumber | Plumber | 0.9 | hour | =XGETRATE("LAB1",$A19,2) | 1 | =PRODUCT(C19*E19,F19) | =G19
B |  | Margin | =XGETVALUE("Builders margin",3) | % | =SUBTOTAL(G1:G19) | 1 | =PRODUCT(C20*E20,F20) | =G20
I | T26.20.069 | <b>Membrane Gutter Systems: Polibit</b> | T26.20_BoxGutter
I | T26.20.073 | 3mm single layer plain | T26.20_BoxGutter | m | 42
I | T26.20.077 | 4mm single layer mineral | T26.20_BoxGutter | m | 47
I | T26.21.001 | Valley Gutters | T26.21_ValleyGutter
I | T26.21.005 | <b>Valley Gutter,</b> 500mm girth | T26.21_ValleyGutter
I | T26.21.009 | Aluminium, 0.75mm | T26.21_ValleyGutter | m
B | AL1200_75 | 2400x1200x0.75 Aluminium Sheet | 0.5 | sh | =XGETRATE("PLU",$A1,2) | 0.34722 | =PRODUCT(C1*E1,F1) | =G1
B |  | Discount | =XGETVALUE("Discount 5%",3) | % | =SUBTOTAL(G1:G1) | 1 | =PRODUCT(C2*E2,F2) | =G2
B |  | Waste | =XGETVALUE("Waste 5%",3) | % | =SUBTOTAL(G1:G2) | 1 | =PRODUCT(C3*E3,F3) | =G3
B | PM_46POW_001 | SOLID CORE SOLDER COIL 85G - PLUMBING | 1 | ea | =XGETRATE("SUP1",$A4,2) | 0.1 | =PRODUCT(C4*E4,F4) | =G4
B |  | Discount | =XGETVALUE("Discount 15%",3) | % | =SUBTOTAL(G4:G4) | 1 | =PRODUCT(C5*E5,F5) | =G5
B |  | Waste | =XGETVALUE("Waste 7.5%",3) | % | =SUBTOTAL(G4:G5) | 1 | =PRODUCT(C6*E6,F6) | =G6
B | Plumber | Plumber | 0.1 | hour | =XGETRATE("LAB1",$A7,2) | 1 | =PRODUCT(C7*E7,F7) | =G7
B | Plumber | Plumber | 0.4 | hour | =XGETRATE("LAB1",$A8,2) | 1 | =PRODUCT(C8*E8,F8) | =G8
B |  | Margin | =XGETVALUE("Builders margin",3) | % | =SUBTOTAL(G1:G8) | 1 | =PRODUCT(C9*E9,F9) | =G9
I | T26.21.013 | Copper, 0.55mm | T26.21_ValleyGutter | m
B | CU1000_55 | 2400x1000x0.55 Copper Sheet | 0.5 | sh | =XGETRATE("PLU",$A1,2) | 0.41667 | =PRODUCT(C1*E1,F1) | =G1
B |  | Discount | =XGETVALUE("Discount 5%",3) | % | =SUBTOTAL(G1:G1) | 1 | =PRODUCT(C2*E2,F2) | =G2
B |  | Waste | =XGETVALUE("Waste 5%",3) | % | =SUBTOTAL(G1:G2) | 1 | =PRODUCT(C3*E3,F3) | =G3
B | PM_46POW_001 | SOLID CORE SOLDER COIL 85G - PLUMBING | 1 | ea | =XGETRATE("SUP1",$A4,2) | 0.1 | =PRODUCT(C4*E4,F4) | =G4
B |  | Discount | =XGETVALUE("Discount 15%",3) | % | =SUBTOTAL(G4:G4) | 1 | =PRODUCT(C5*E5,F5) | =G5
B |  | Waste | =XGETVALUE("Waste 7.5%",3) | % | =SUBTOTAL(G4:G5) | 1 | =PRODUCT(C6*E6,F6) | =G6
B | Plumber | Plumber | 0.1 | hour | =XGETRATE("LAB1",$A7,2) | 1 | =PRODUCT(C7*E7,F7) | =G7
B | Plumber | Plumber | 0.4 | hour | =XGETRATE("LAB1",$A8,2) | 1 | =PRODUCT(C8*E8,F8) | =G8
B |  | Margin | =XGETVALUE("Builders margin",3) | % | =SUBTOTAL(G1:G8) | 1 | =PRODUCT(C9*E9,F9) | =G9
I | T26.21.017 | ZINCALUME<s>®</s>, 0.55mm | T26.21_ValleyGutter | m
B | Z1200_55 | 2438x1219x0.55 Zincalume Sheet | 0.5 | sh | =XGETRATE("PLU",$A1,2) | 0.33648 | =PRODUCT(C1*E1,F1) | =G1
B |  | Discount | =XGETVALUE("Discount 5%",3) | % | =SUBTOTAL(G1:G1) | 1 | =PRODUCT(C2*E2,F2) | =G2
B |  | Waste | =XGETVALUE("Waste 5%",3) | % | =SUBTOTAL(G1:G2) | 1 | =PRODUCT(C3*E3,F3) | =G3
B | PM_46POW_001 | SOLID CORE SOLDER COIL 85G - PLUMBING | 1 | ea | =XGETRATE("SUP1",$A4,2) | 0.1 | =PRODUCT(C4*E4,F4) | =G4
B |  | Discount | =XGETVALUE("Discount 15%",3) | % | =SUBTOTAL(G4:G4) | 1 | =PRODUCT(C5*E5,F5) | =G5
B |  | Waste | =XGETVALUE("Waste 7.5%",3) | % | =SUBTOTAL(G4:G5) | 1 | =PRODUCT(C6*E6,F6) | =G6
B | Plumber | Plumber | 0.1 | hour | =XGETRATE("LAB1",$A7,2) | 1 | =PRODUCT(C7*E7,F7) | =G7
B | Plumber | Plumber | 0.4 | hour | =XGETRATE("LAB1",$A8,2) | 1 | =PRODUCT(C8*E8,F8) | =G8
B |  | Margin | =XGETVALUE("Builders margin",3) | % | =SUBTOTAL(G1:G8) | 1 | =PRODUCT(C9*E9,F9) | =G9
I | T26.21.021 | Stainless Steel, 0.55mm | T26.21_ValleyGutter | m
B | SS1200_55 | 2400x1200x0.55 S/S Sheet | 0.5 | sh | =XGETRATE("PLU",$A1,2) | 0.34722 | =PRODUCT(C1*E1,F1) | =G1
B |  | Discount | =XGETVALUE("Discount 5%",3) | % | =SUBTOTAL(G1:G1) | 1 | =PRODUCT(C2*E2,F2) | =G2
B |  | Waste | =XGETVALUE("Waste 5%",3) | % | =SUBTOTAL(G1:G2) | 1 | =PRODUCT(C3*E3,F3) | =G3
B | PM_46POW_001 | SOLID CORE SOLDER COIL 85G - PLUMBING | 1 | ea | =XGETRATE("SUP1",$A4,2) | 0.1 | =PRODUCT(C4*E4,F4) | =G4
B |  | Discount | =XGETVALUE("Discount 15%",3) | % | =SUBTOTAL(G4:G4) | 1 | =PRODUCT(C5*E5,F5) | =G5
B |  | Waste | =XGETVALUE("Waste 7.5%",3) | % | =SUBTOTAL(G4:G5) | 1 | =PRODUCT(C6*E6,F6) | =G6
B | Plumber | Plumber | 0.1 | hour | =XGETRATE("LAB1",$A7,2) | 1 | =PRODUCT(C7*E7,F7) | =G7
B | Plumber | Plumber | 0.4 | hour | =XGETRATE("LAB1",$A8,2) | 1 | =PRODUCT(C8*E8,F8) | =G8
B |  | Margin | =XGETVALUE("Builders margin",3) | % | =SUBTOTAL(G1:G8) | 1 | =PRODUCT(C9*E9,F9) | =G9
I | T26.21.025 | Butyl Rubber, 1mm (black) | T26.21_ValleyGutter | m
B | EPDM500X17.5R | Dunlop Butynol 17.5M Waterproofing 500mm | 1.37 | rl | =XGETRATE("PLU",$A1,2) | 0.05 | =PRODUCT(C1*E1,F1) | =G1
B |  | Discount | =XGETVALUE("Discount 5%",3) | % | =SUBTOTAL(G1:G1) | 1 | =PRODUCT(C2*E2,F2) | =G2
B |  | Waste | =XGETVALUE("Waste 5%",3) | % | =SUBTOTAL(G1:G2) | 1 | =PRODUCT(C3*E3,F3) | =G3
B | PM_46POW_001 | SOLID CORE SOLDER COIL 85G - PLUMBING | 1 | ea | =XGETRATE("SUP1",$A4,2) | 0.1 | =PRODUCT(C4*E4,F4) | =G4
B |  | Discount | =XGETVALUE("Discount 15%",3) | % | =SUBTOTAL(G4:G4) | 1 | =PRODUCT(C5*E5,F5) | =G5
B |  | Waste | =XGETVALUE("Waste 7.5%",3) | % | =SUBTOTAL(G4:G5) | 1 | =PRODUCT(C6*E6,F6) | =G6
B | Plumber | Plumber | 0.1 | hour | =XGETRATE("LAB1",$A7,2) | 1 | =PRODUCT(C7*E7,F7) | =G7
B | Plumber | Plumber | 0.4 | hour | =XGETRATE("LAB1",$A8,2) | 1 | =PRODUCT(C8*E8,F8) | =G8
B |  | Margin | =XGETVALUE("Builders margin",3) | % | =SUBTOTAL(G1:G8) | 1 | =PRODUCT(C9*E9,F9) | =G9
I | T26.21.029 | <b>Standard Valley Gutter</b> | T26.21_ValleyGutter
I | T26.21.033 | ZINCALUME<s>®</s>, 0.55mm | T26.21_ValleyGutter | m
B | VAZA | 320 girth standard valley, zincalume | 1 | m | =XGETRATE("ROF",$A1,2) | 1 | =PRODUCT(C1*E1,F1) | =G1
B |  | Discount | =XGETVALUE("Discount 5%",3) | % | =SUBTOTAL(G1:G1) | 1 | =PRODUCT(C2*E2,F2) | =G2
B |  | Waste | =XGETVALUE("Waste 5%",3) | % | =SUBTOTAL(G1:G2) | 1 | =PRODUCT(C3*E3,F3) | =G3
B | PM_41FAS_571 | RIVET 5-3 ALUMINIUM 100PK ARR0036 | 5 | bag | =XGETRATE("SUP1",$A4,2) | 0.01 | =PRODUCT(C4*E4,F4) | =G4
B |  | Discount | =XGETVALUE("Discount 15%",3) | % | =SUBTOTAL(G4:G4) | 1 | =PRODUCT(C5*E5,F5) | =G5
B |  | Waste | =XGETVALUE("Waste 7.5%",3) | % | =SUBTOTAL(G4:G5) | 1 | =PRODUCT(C6*E6,F6) | =G6
B | Roofer | Roofer all types | 0.3 | hrs | =XGETRATE("LAB1",$A7,2) | 1 | =PRODUCT(C7*E7,F7) | =G7
B |  | Margin | =XGETVALUE("Builders margin",3) | % | =SUBTOTAL(G1:G7) | 1 | =PRODUCT(C8*E8,F8) | =G8
I | T26.21.037 | Prefinished steel, 0.55mm | T26.21_ValleyGutter | m
B | VAEN-- | Valley Magnaflow Col | 1 | m | =XGETRATE("ROF",$A1,2) | 1 | =PRODUCT(C1*E1,F1) | =G1
B |  | Discount | =XGETVALUE("Discount 5%",3) | % | =SUBTOTAL(G1:G1) | 1 | =PRODUCT(C2*E2,F2) | =G2
B |  | Waste | =XGETVALUE("Waste 5%",3) | % | =SUBTOTAL(G1:G2) | 1 | =PRODUCT(C3*E3,F3) | =G3
B | PM_41FAS_571 | RIVET 5-3 ALUMINIUM 100PK ARR0036 | 5 | bag | =XGETRATE("SUP1",$A4,2) | 0.01 | =PRODUCT(C4*E4,F4) | =G4
B |  | Discount | =XGETVALUE("Discount 15%",3) | % | =SUBTOTAL(G4:G4) | 1 | =PRODUCT(C5*E5,F5) | =G5
B |  | Waste | =XGETVALUE("Waste 7.5%",3) | % | =SUBTOTAL(G4:G5) | 1 | =PRODUCT(C6*E6,F6) | =G6
B | Roofer | Roofer all types | 0.3 | hrs | =XGETRATE("LAB1",$A7,2) | 1 | =PRODUCT(C7*E7,F7) | =G7
B |  | Margin | =XGETVALUE("Builders margin",3) | % | =SUBTOTAL(G1:G7) | 1 | =PRODUCT(C8*E8,F8) | =G8
I | T26.22.001 | Eaves Gutters: Metal | T26.22_EavesGutter_Metal
I | T26.22.005 | Rates include brackets or clips. | T26.22_EavesGutter_Metal
I | T26.22.009 | <b>Spouting, ZINCALUME<s>®</s>,</b> 0.55mm | T26.22_EavesGutter_Metal
I | T26.22.013 | 125 half round | T26.22_EavesGutter_Metal | m
B | ZC125HRANSPT | 125mm 1/2 Round spouting ZINCALUME | 1 | m | =XGETRATE("ROF",$A1,2) | 1 | =PRODUCT(C1*E1,F1) | =G1
B |  | Discount | =XGETVALUE("Discount 25%",3) | % | =SUBTOTAL(G1:G1) | 1 | =PRODUCT(C2*E2,F2) | =G2
B |  | Waste | =XGETVALUE("Waste 5%",3) | % | =SUBTOTAL(G1:G2) | 1 | =PRODUCT(C3*E3,F3) | =G3
B | GA125HBKT | 125mm 1/2 Round bracket GALV | 1.1111 | no | =XGETRATE("ROF",$A4,2) | 1 | =PRODUCT(C4*E4,F4) | =G4
B |  | Discount | =XGETVALUE("Discount 25%",3) | % | =SUBTOTAL(G4:G4) | 1 | =PRODUCT(C5*E5,F5) | =G5
B |  | Waste | =XGETVALUE("Waste 5%",3) | % | =SUBTOTAL(G4:G5) | 1 | =PRODUCT(C6*E6,F6) | =G6
B | TS4512 | Steeltites 12 X 45 | 3.3333 | ea | =XGETRATE("ROF",$A7,2) | 1 | =PRODUCT(C7*E7,F7) | =G7
B |  | Discount | =XGETVALUE("Discount 5%",3) | % | =SUBTOTAL(G7:G7) | 1 | =PRODUCT(C8*E8,F8) | =G8
B |  | Waste | =XGETVALUE("Waste 5%",3) | % | =SUBTOTAL(G7:G8) | 1 | =PRODUCT(C9*E9,F9) | =G9
B | Roofer | Roofer all types | 0.35 | hrs | =XGETRATE("LAB1",$A10,2) | 1 | =PRODUCT(C10*E10,F10) | =G10
B |  | Margin | =XGETVALUE("Builders margin",3) | % | =SUBTOTAL(G1:G10) | 1 | =PRODUCT(C11*E11,F11) | =G11
I | T26.22.017 | 150 half round | T26.22_EavesGutter_Metal | m
B | ZC150HRANSPT | 150mm 1/2 Round spouting ZINCALUME | 1 | m | =XGETRATE("ROF",$A1,2) | 1 | =PRODUCT(C1*E1,F1) | =G1
B |  | Discount | =XGETVALUE("Discount 25%",3) | % | =SUBTOTAL(G1:G1) | 1 | =PRODUCT(C2*E2,F2) | =G2
B |  | Waste | =XGETVALUE("Waste 5%",3) | % | =SUBTOTAL(G1:G2) | 1 | =PRODUCT(C3*E3,F3) | =G3
B | GA150HBKT | 150mm 1/2 Round bracket GALV | 1.1111 | no | =XGETRATE("ROF",$A4,2) | 1 | =PRODUCT(C4*E4,F4) | =G4
B |  | Discount | =XGETVALUE("Discount 25%",3) | % | =SUBTOTAL(G4:G4) | 1 | =PRODUCT(C5*E5,F5) | =G5
B |  | Waste | =XGETVALUE("Waste 5%",3) | % | =SUBTOTAL(G4:G5) | 1 | =PRODUCT(C6*E6,F6) | =G6
B | TS4512 | Steeltites 12 X 45 | 3.3333 | ea | =XGETRATE("ROF",$A7,2) | 1 | =PRODUCT(C7*E7,F7) | =G7
B |  | Discount | =XGETVALUE("Discount 5%",3) | % | =SUBTOTAL(G7:G7) | 1 | =PRODUCT(C8*E8,F8) | =G8
B |  | Waste | =XGETVALUE("Waste 5%",3) | % | =SUBTOTAL(G7:G8) | 1 | =PRODUCT(C9*E9,F9) | =G9
B | Roofer | Roofer all types | 0.35 | hrs | =XGETRATE("LAB1",$A10,2) | 1 | =PRODUCT(C10*E10,F10) | =G10
B |  | Margin | =XGETVALUE("Builders margin",3) | % | =SUBTOTAL(G1:G10) | 1 | =PRODUCT(C11*E11,F11) | =G11
I | T26.22.021 | 200 half round | T26.22_EavesGutter_Metal | m
B | ZC200HRANSPT | 200mm 1/2 Round spouting ZINCALUME | 1 | m | =XGETRATE("ROF",$A1,2) | 1 | =PRODUCT(C1*E1,F1) | =G1
B |  | Discount | =XGETVALUE("Discount 25%",3) | % | =SUBTOTAL(G1:G1) | 1 | =PRODUCT(C2*E2,F2) | =G2
B |  | Waste | =XGETVALUE("Waste 5%",3) | % | =SUBTOTAL(G1:G2) | 1 | =PRODUCT(C3*E3,F3) | =G3
B | GA200HBKT | 200mm 1/2 Round bracket GALV | 1.1111 | no | =XGETRATE("ROF",$A4,2) | 1 | =PRODUCT(C4*E4,F4) | =G4
B |  | Discount | =XGETVALUE("Discount 25%",3) | % | =SUBTOTAL(G4:G4) | 1 | =PRODUCT(C5*E5,F5) | =G5
B |  | Waste | =XGETVALUE("Waste 5%",3) | % | =SUBTOTAL(G4:G5) | 1 | =PRODUCT(C6*E6,F6) | =G6
B | TS4512 | Steeltites 12 X 45 | 3.3333 | ea | =XGETRATE("ROF",$A7,2) | 1 | =PRODUCT(C7*E7,F7) | =G7
B |  | Discount | =XGETVALUE("Discount 5%",3) | % | =SUBTOTAL(G7:G7) | 1 | =PRODUCT(C8*E8,F8) | =G8
B |  | Waste | =XGETVALUE("Waste 5%",3) | % | =SUBTOTAL(G7:G8) | 1 | =PRODUCT(C9*E9,F9) | =G9
B | Roofer | Roofer all types | 0.4 | hrs | =XGETRATE("LAB1",$A10,2) | 1 | =PRODUCT(C10*E10,F10) | =G10
B |  | Margin | =XGETVALUE("Builders margin",3) | % | =SUBTOTAL(G1:G10) | 1 | =PRODUCT(C11*E11,F11) | =G11
I | T26.22.025 | 125 box | T26.22_EavesGutter_Metal | m
B | BGZA | P/line ZincAl | 1 | lm | =XGETRATE("ROF",$A1,2) | 1 | =PRODUCT(C1*E1,F1) | =G1
B |  | Discount | =XGETVALUE("Discount 5%",3) | % | =SUBTOTAL(G1:G1) | 1 | =PRODUCT(C2*E2,F2) | =G2
B |  | Waste | =XGETVALUE("Waste 5%",3) | % | =SUBTOTAL(G1:G2) | 1 | =PRODUCT(C3*E3,F3) | =G3
B | BGBI | Box 125 Internal Gutter Bracket | 1.1111 | ea | =XGETRATE("ROF",$A4,2) | 1 | =PRODUCT(C4*E4,F4) | =G4
B |  | Discount | =XGETVALUE("Discount 5%",3) | % | =SUBTOTAL(G4:G4) | 1 | =PRODUCT(C5*E5,F5) | =G5
B |  | Waste | =XGETVALUE("Waste 5%",3) | % | =SUBTOTAL(G4:G5) | 1 | =PRODUCT(C6*E6,F6) | =G6
B | TS4512 | Steeltites 12 X 45 | 3.3333 | ea | =XGETRATE("ROF",$A7,2) | 1 | =PRODUCT(C7*E7,F7) | =G7
B |  | Discount | =XGETVALUE("Discount 5%",3) | % | =SUBTOTAL(G7:G7) | 1 | =PRODUCT(C8*E8,F8) | =G8
B |  | Waste | =XGETVALUE("Waste 5%",3) | % | =SUBTOTAL(G7:G8) | 1 | =PRODUCT(C9*E9,F9) | =G9
B | Roofer | Roofer all types | 0.35 | hrs | =XGETRATE("LAB1",$A10,2) | 1 | =PRODUCT(C10*E10,F10) | =G10
B |  | Margin | =XGETVALUE("Builders margin",3) | % | =SUBTOTAL(G1:G10) | 1 | =PRODUCT(C11*E11,F11) | =G11
I | T26.22.029 | 175 box | T26.22_EavesGutter_Metal | m
B | 175ZA | 175 Ind ZincAl | 1 | lm | =XGETRATE("ROF",$A1,2) | 1 | =PRODUCT(C1*E1,F1) | =G1
B |  | Discount | =XGETVALUE("Discount 5%",3) | % | =SUBTOTAL(G1:G1) | 1 | =PRODUCT(C2*E2,F2) | =G2
B |  | Waste | =XGETVALUE("Waste 5%",3) | % | =SUBTOTAL(G1:G2) | 1 | =PRODUCT(C3*E3,F3) | =G3
B | 175BE | 175 Ind Gutter Brkt Ext | 1.1111 | ea | =XGETRATE("ROF",$A4,2) | 1 | =PRODUCT(C4*E4,F4) | =G4
B |  | Discount | =XGETVALUE("Discount 5%",3) | % | =SUBTOTAL(G4:G4) | 1 | =PRODUCT(C5*E5,F5) | =G5
B |  | Waste | =XGETVALUE("Waste 5%",3) | % | =SUBTOTAL(G4:G5) | 1 | =PRODUCT(C6*E6,F6) | =G6
B | TS5512 | Steeltites 12 X 55 | 3.3333 | ea | =XGETRATE("ROF",$A7,2) | 1 | =PRODUCT(C7*E7,F7) | =G7
B |  | Discount | =XGETVALUE("Discount 5%",3) | % | =SUBTOTAL(G7:G7) | 1 | =PRODUCT(C8*E8,F8) | =G8
B |  | Waste | =XGETVALUE("Waste 5%",3) | % | =SUBTOTAL(G7:G8) | 1 | =PRODUCT(C9*E9,F9) | =G9
B | Roofer | Roofer all types | 0.35 | hrs | =XGETRATE("LAB1",$A10,2) | 1 | =PRODUCT(C10*E10,F10) | =G10
B |  | Margin | =XGETVALUE("Builders margin",3) | % | =SUBTOTAL(G1:G10) | 1 | =PRODUCT(C11*E11,F11) | =G11
I | T26.22.033 | 300 box | T26.22_EavesGutter_Metal | m
B | 300ZA | 300 Ind ZincAl | 1 | lm | =XGETRATE("ROF",$A1,2) | 1 | =PRODUCT(C1*E1,F1) | =G1
B |  | Discount | =XGETVALUE("Discount 5%",3) | % | =SUBTOTAL(G1:G1) | 1 | =PRODUCT(C2*E2,F2) | =G2
B |  | Waste | =XGETVALUE("Waste 5%",3) | % | =SUBTOTAL(G1:G2) | 1 | =PRODUCT(C3*E3,F3) | =G3
B | 300BE | 300 Ind Gutter Brkt Ext | 1.1111 | ea | =XGETRATE("ROF",$A4,2) | 1 | =PRODUCT(C4*E4,F4) | =G4
B |  | Discount | =XGETVALUE("Discount 5%",3) | % | =SUBTOTAL(G4:G4) | 1 | =PRODUCT(C5*E5,F5) | =G5
B |  | Waste | =XGETVALUE("Waste 5%",3) | % | =SUBTOTAL(G4:G5) | 1 | =PRODUCT(C6*E6,F6) | =G6
B | TS5512 | Steeltites 12 X 55 | 3.3333 | ea | =XGETRATE("ROF",$A7,2) | 1 | =PRODUCT(C7*E7,F7) | =G7
B |  | Discount | =XGETVALUE("Discount 5%",3) | % | =SUBTOTAL(G7:G7) | 1 | =PRODUCT(C8*E8,F8) | =G8
B |  | Waste | =XGETVALUE("Waste 5%",3) | % | =SUBTOTAL(G7:G8) | 1 | =PRODUCT(C9*E9,F9) | =G9
B | Roofer | Roofer all types | 0.35 | hrs | =XGETRATE("LAB1",$A10,2) | 1 | =PRODUCT(C10*E10,F10) | =G10
B |  | Margin | =XGETVALUE("Builders margin",3) | % | =SUBTOTAL(G1:G10) | 1 | =PRODUCT(C11*E11,F11) | =G11
I | T26.22.037 | Fittings to half round spouting | T26.22_EavesGutter_Metal
I | T26.22.041 | External or internal angle, with 1200mm return both ways | T26.22_EavesGutter_Metal
I | T26.22.045 | 125 half round | T26.22_EavesGutter_Metal | No
B | ZC1200HANIN125 | 125mm 1/2 Rnd spouting corner, 1200 arms ZINCALUME | 1 | no | =XGETRATE("ROF",$A1,2) | 1 | =PRODUCT(C1*E1,F1) | =G1
B |  | Discount | =XGETVALUE("Discount 25%",3) | % | =SUBTOTAL(G1:G1) | 1 | =PRODUCT(C2*E2,F2) | =G2
B |  | Waste | =XGETVALUE("Waste 5%",3) | % | =SUBTOTAL(G1:G2) | 1 | =PRODUCT(C3*E3,F3) | =G3
B | Roofer | Roofer all types | 0.5 | hrs | =XGETRATE("LAB1",$A4,2) | 1 | =PRODUCT(C4*E4,F4) | =G4
B |  | Margin | =XGETVALUE("Builders margin",3) | % | =SUBTOTAL(G1:G4) | 1 | =PRODUCT(C5*E5,F5) | =G5
I | T26.22.049 | 150 half round | T26.22_EavesGutter_Metal | No
B | ZC1200HANIN150 | 150mm 1/2 Rnd spouting corner, 1200 arms ZINCALUME | 1 | no | =XGETRATE("ROF",$A1,2) | 1 | =PRODUCT(C1*E1,F1) | =G1
B |  | Discount | =XGETVALUE("Discount 25%",3) | % | =SUBTOTAL(G1:G1) | 1 | =PRODUCT(C2*E2,F2) | =G2
B |  | Waste | =XGETVALUE("Waste 5%",3) | % | =SUBTOTAL(G1:G2) | 1 | =PRODUCT(C3*E3,F3) | =G3
B | Roofer | Roofer all types | 0.5 | hrs | =XGETRATE("LAB1",$A4,2) | 1 | =PRODUCT(C4*E4,F4) | =G4
B |  | Margin | =XGETVALUE("Builders margin",3) | % | =SUBTOTAL(G1:G4) | 1 | =PRODUCT(C5*E5,F5) | =G5
I | T26.22.053 | Dropper outlet, various sizes | T26.22_EavesGutter_Metal | No
B | ZC100DRRD | 100mm round tapered dropper ZINCALUME | 1 | no | =XGETRATE("ROF",$A1,2) | 1 | =PRODUCT(C1*E1,F1) | =G1
B |  | Discount | =XGETVALUE("Discount 25%",3) | % | =SUBTOTAL(G1:G1) | 1 | =PRODUCT(C2*E2,F2) | =G2
B |  | Waste | =XGETVALUE("Waste 5%",3) | % | =SUBTOTAL(G1:G2) | 1 | =PRODUCT(C3*E3,F3) | =G3
B | Roofer | Roofer all types | 0.15 | hrs | =XGETRATE("LAB1",$A4,2) | 1 | =PRODUCT(C4*E4,F4) | =G4
B |  | Margin | =XGETVALUE("Builders margin",3) | % | =SUBTOTAL(G1:G4) | 1 | =PRODUCT(C5*E5,F5) | =G5
I | T26.22.057 | Fittings to box spouting | T26.22_EavesGutter_Metal
I | T26.22.061 | External or internal angle | T26.22_EavesGutter_Metal | No
B | QIC | Multiline Quad PVC Internal Corner | 1 | no | =XGETRATE("ROF",$A1,2) | 1 | =PRODUCT(C1*E1,F1) | =G1
B |  | Discount | =XGETVALUE("Discount 5%",3) | % | =SUBTOTAL(G1:G1) | 1 | =PRODUCT(C2*E2,F2) | =G2
B |  | Waste | =XGETVALUE("Waste 5%",3) | % | =SUBTOTAL(G1:G2) | 1 | =PRODUCT(C3*E3,F3) | =G3
B | Roofer | Roofer all types | 0.15 | hrs | =XGETRATE("LAB1",$A4,2) | 1 | =PRODUCT(C4*E4,F4) | =G4
B |  | Margin | =XGETVALUE("Builders margin",3) | % | =SUBTOTAL(G1:G4) | 1 | =PRODUCT(C5*E5,F5) | =G5
I | T26.22.065 | Stop end | T26.22_EavesGutter_Metal | No
B | HLSEL | High/Custom/Multiline PVC Stopend | 1 | no | =XGETRATE("ROF",$A1,2) | 1 | =PRODUCT(C1*E1,F1) | =G1
B |  | Discount | =XGETVALUE("Discount 5%",3) | % | =SUBTOTAL(G1:G1) | 1 | =PRODUCT(C2*E2,F2) | =G2
B |  | Waste | =XGETVALUE("Waste 5%",3) | % | =SUBTOTAL(G1:G2) | 1 | =PRODUCT(C3*E3,F3) | =G3
B | Roofer | Roofer all types | 0.1 | hrs | =XGETRATE("LAB1",$A4,2) | 1 | =PRODUCT(C4*E4,F4) | =G4
B |  | Margin | =XGETVALUE("Builders margin",3) | % | =SUBTOTAL(G1:G4) | 1 | =PRODUCT(C5*E5,F5) | =G5
I | T26.22.069 | Dropper outlet, for 75mm downpipe | T26.22_EavesGutter_Metal | No
B | DREN65 | Drop Piece 75 mm Color | 1 | ea | =XGETRATE("ROF",$A1,2) | 1 | =PRODUCT(C1*E1,F1) | =G1
B |  | Discount | =XGETVALUE("Discount 5%",3) | % | =SUBTOTAL(G1:G1) | 1 | =PRODUCT(C2*E2,F2) | =G2
B |  | Waste | =XGETVALUE("Waste 5%",3) | % | =SUBTOTAL(G1:G2) | 1 | =PRODUCT(C3*E3,F3) | =G3
B | Roofer | Roofer all types | 0.15 | hrs | =XGETRATE("LAB1",$A4,2) | 1 | =PRODUCT(C4*E4,F4) | =G4
B |  | Margin | =XGETVALUE("Builders margin",3) | % | =SUBTOTAL(G1:G4) | 1 | =PRODUCT(C5*E5,F5) | =G5
I | T26.22.073 | Dropper outlet, for 100mm downpipe | T26.22_EavesGutter_Metal | No
B | DREN100 | Drop Piece 100 mm Color | 1 | ea | =XGETRATE("ROF",$A1,2) | 1 | =PRODUCT(C1*E1,F1) | =G1
B |  | Discount | =XGETVALUE("Discount 5%",3) | % | =SUBTOTAL(G1:G1) | 1 | =PRODUCT(C2*E2,F2) | =G2
B |  | Waste | =XGETVALUE("Waste 5%",3) | % | =SUBTOTAL(G1:G2) | 1 | =PRODUCT(C3*E3,F3) | =G3
B | Roofer | Roofer all types | 0.15 | hrs | =XGETRATE("LAB1",$A4,2) | 1 | =PRODUCT(C4*E4,F4) | =G4
B |  | Margin | =XGETVALUE("Builders margin",3) | % | =SUBTOTAL(G1:G4) | 1 | =PRODUCT(C5*E5,F5) | =G5
I | T26.22.077 | Dropper outlet, for 150mm downpipe | T26.22_EavesGutter_Metal | No
B | DREN200 | Dropper 150mm Colour | 1 | ea | =XGETRATE("ROF",$A1,2) | 1 | =PRODUCT(C1*E1,F1) | =G1
B |  | Discount | =XGETVALUE("Discount 5%",3) | % | =SUBTOTAL(G1:G1) | 1 | =PRODUCT(C2*E2,F2) | =G2
B |  | Waste | =XGETVALUE("Waste 5%",3) | % | =SUBTOTAL(G1:G2) | 1 | =PRODUCT(C3*E3,F3) | =G3
B | Roofer | Roofer all types | 0.15 | hrs | =XGETRATE("LAB1",$A4,2) | 1 | =PRODUCT(C4*E4,F4) | =G4
B |  | Margin | =XGETVALUE("Builders margin",3) | % | =SUBTOTAL(G1:G4) | 1 | =PRODUCT(C5*E5,F5) | =G5
I | T26.22.081 | <b>Spouting, Prefinished Steel,</b> 0.55mm | T26.22_EavesGutter_Metal
I | T26.22.085 | 125 half round | T26.22_EavesGutter_Metal | m
B | CS125HSPT | 125mm 1/2 Round spouting COLOURED STEEL | 1 | m | =XGETRATE("ROF",$A1,2) | 1 | =PRODUCT(C1*E1,F1) | =G1
B |  | Discount | =XGETVALUE("Discount 25%",3) | % | =SUBTOTAL(G1:G1) | 1 | =PRODUCT(C2*E2,F2) | =G2
B |  | Waste | =XGETVALUE("Waste 5%",3) | % | =SUBTOTAL(G1:G2) | 1 | =PRODUCT(C3*E3,F3) | =G3
B | CS125HBKT | 125mm 1/2 Round bracket COLOURED | 1.1111 | no | =XGETRATE("ROF",$A4,2) | 1 | =PRODUCT(C4*E4,F4) | =G4
B |  | Discount | =XGETVALUE("Discount 25%",3) | % | =SUBTOTAL(G4:G4) | 1 | =PRODUCT(C5*E5,F5) | =G5
B |  | Waste | =XGETVALUE("Waste 5%",3) | % | =SUBTOTAL(G4:G5) | 1 | =PRODUCT(C6*E6,F6) | =G6
B | TS4512 | Steeltites 12 X 45 | 3.3333 | ea | =XGETRATE("ROF",$A7,2) | 1 | =PRODUCT(C7*E7,F7) | =G7
B |  | Discount | =XGETVALUE("Discount 5%",3) | % | =SUBTOTAL(G7:G7) | 1 | =PRODUCT(C8*E8,F8) | =G8
B |  | Waste | =XGETVALUE("Waste 5%",3) | % | =SUBTOTAL(G7:G8) | 1 | =PRODUCT(C9*E9,F9) | =G9
B | Roofer | Roofer all types | 0.35 | hrs | =XGETRATE("LAB1",$A10,2) | 1 | =PRODUCT(C10*E10,F10) | =G10
B |  | Margin | =XGETVALUE("Builders margin",3) | % | =SUBTOTAL(G1:G10) | 1 | =PRODUCT(C11*E11,F11) | =G11
I | T26.22.089 | 150 half round | T26.22_EavesGutter_Metal | m
B | CS150HSPT | 150mm 1/2 Round spouting COLOURED STEEL | 1 | m | =XGETRATE("ROF",$A1,2) | 1 | =PRODUCT(C1*E1,F1) | =G1
B |  | Discount | =XGETVALUE("Discount 25%",3) | % | =SUBTOTAL(G1:G1) | 1 | =PRODUCT(C2*E2,F2) | =G2
B |  | Waste | =XGETVALUE("Waste 5%",3) | % | =SUBTOTAL(G1:G2) | 1 | =PRODUCT(C3*E3,F3) | =G3
B | CS150HBKT | 150mm 1/2 Round bracket COLOURED | 1.1111 | no | =XGETRATE("ROF",$A4,2) | 1 | =PRODUCT(C4*E4,F4) | =G4
B |  | Discount | =XGETVALUE("Discount 25%",3) | % | =SUBTOTAL(G4:G4) | 1 | =PRODUCT(C5*E5,F5) | =G5
B |  | Waste | =XGETVALUE("Waste 5%",3) | % | =SUBTOTAL(G4:G5) | 1 | =PRODUCT(C6*E6,F6) | =G6
B | TS4512 | Steeltites 12 X 45 | 3.3333 | ea | =XGETRATE("ROF",$A7,2) | 1 | =PRODUCT(C7*E7,F7) | =G7
B |  | Discount | =XGETVALUE("Discount 5%",3) | % | =SUBTOTAL(G7:G7) | 1 | =PRODUCT(C8*E8,F8) | =G8
B |  | Waste | =XGETVALUE("Waste 5%",3) | % | =SUBTOTAL(G7:G8) | 1 | =PRODUCT(C9*E9,F9) | =G9
B | Roofer | Roofer all types | 0.35 | hrs | =XGETRATE("LAB1",$A10,2) | 1 | =PRODUCT(C10*E10,F10) | =G10
B |  | Margin | =XGETVALUE("Builders margin",3) | % | =SUBTOTAL(G1:G10) | 1 | =PRODUCT(C11*E11,F11) | =G11
I | T26.22.093 | 200 half round | T26.22_EavesGutter_Metal | m
B | CS200HSPT | 200mm 1/2 Round spouting COLOURED STEEL | 1 | m | =XGETRATE("ROF",$A1,2) | 1 | =PRODUCT(C1*E1,F1) | =G1
B |  | Discount | =XGETVALUE("Discount 25%",3) | % | =SUBTOTAL(G1:G1) | 1 | =PRODUCT(C2*E2,F2) | =G2
B |  | Waste | =XGETVALUE("Waste 5%",3) | % | =SUBTOTAL(G1:G2) | 1 | =PRODUCT(C3*E3,F3) | =G3
B | CS200HBKT | 200mm 1/2 Round bracket COLOURED | 1.1111 | no | =XGETRATE("ROF",$A4,2) | 1 | =PRODUCT(C4*E4,F4) | =G4
B |  | Discount | =XGETVALUE("Discount 25%",3) | % | =SUBTOTAL(G4:G4) | 1 | =PRODUCT(C5*E5,F5) | =G5
B |  | Waste | =XGETVALUE("Waste 5%",3) | % | =SUBTOTAL(G4:G5) | 1 | =PRODUCT(C6*E6,F6) | =G6
B | TS4512 | Steeltites 12 X 45 | 3.3333 | ea | =XGETRATE("ROF",$A7,2) | 1 | =PRODUCT(C7*E7,F7) | =G7
B |  | Discount | =XGETVALUE("Discount 5%",3) | % | =SUBTOTAL(G7:G7) | 1 | =PRODUCT(C8*E8,F8) | =G8
B |  | Waste | =XGETVALUE("Waste 5%",3) | % | =SUBTOTAL(G7:G8) | 1 | =PRODUCT(C9*E9,F9) | =G9
B | Roofer | Roofer all types | 0.4 | hrs | =XGETRATE("LAB1",$A10,2) | 1 | =PRODUCT(C10*E10,F10) | =G10
B |  | Margin | =XGETVALUE("Builders margin",3) | % | =SUBTOTAL(G1:G10) | 1 | =PRODUCT(C11*E11,F11) | =G11
I | T26.22.097 | 125 box | T26.22_EavesGutter_Metal | m
B | BGEN-- | Box 125 Galvanised | 1 | lm | =XGETRATE("ROF",$A1,2) | 1 | =PRODUCT(C1*E1,F1) | =G1
B |  | Discount | =XGETVALUE("Discount 5%",3) | % | =SUBTOTAL(G1:G1) | 1 | =PRODUCT(C2*E2,F2) | =G2
B |  | Waste | =XGETVALUE("Waste 5%",3) | % | =SUBTOTAL(G1:G2) | 1 | =PRODUCT(C3*E3,F3) | =G3
B | BGBI | P/Line Box Int Brackets | 1.1111 | ea | =XGETRATE("ROF",$A4,2) | 1 | =PRODUCT(C4*E4,F4) | =G4
B |  | Discount | =XGETVALUE("Discount 5%",3) | % | =SUBTOTAL(G4:G4) | 1 | =PRODUCT(C5*E5,F5) | =G5
B |  | Waste | =XGETVALUE("Waste 5%",3) | % | =SUBTOTAL(G4:G5) | 1 | =PRODUCT(C6*E6,F6) | =G6
B | TS4512 | Steeltites 12 X 45 | 3.3333 | ea | =XGETRATE("ROF",$A7,2) | 1 | =PRODUCT(C7*E7,F7) | =G7
B |  | Discount | =XGETVALUE("Discount 5%",3) | % | =SUBTOTAL(G7:G7) | 1 | =PRODUCT(C8*E8,F8) | =G8
B |  | Waste | =XGETVALUE("Waste 5%",3) | % | =SUBTOTAL(G7:G8) | 1 | =PRODUCT(C9*E9,F9) | =G9
B | Roofer | Roofer all types | 0.35 | hrs | =XGETRATE("LAB1",$A10,2) | 1 | =PRODUCT(C10*E10,F10) | =G10
B |  | Margin | =XGETVALUE("Builders margin",3) | % | =SUBTOTAL(G1:G10) | 1 | =PRODUCT(C11*E11,F11) | =G11
I | T26.22.101 | 175 box | T26.22_EavesGutter_Metal | m
B | 175EN-- | Box 175 Galvanised | 1 | lm | =XGETRATE("ROF",$A1,2) | 1 | =PRODUCT(C1*E1,F1) | =G1
B |  | Discount | =XGETVALUE("Discount 5%",3) | % | =SUBTOTAL(G1:G1) | 1 | =PRODUCT(C2*E2,F2) | =G2
B |  | Waste | =XGETVALUE("Waste 5%",3) | % | =SUBTOTAL(G1:G2) | 1 | =PRODUCT(C3*E3,F3) | =G3
B | 175BEP | Brkt Pd175 Ext Painted | 1.1111 | ea | =XGETRATE("ROF",$A4,2) | 1 | =PRODUCT(C4*E4,F4) | =G4
B |  | Discount | =XGETVALUE("Discount 5%",3) | % | =SUBTOTAL(G4:G4) | 1 | =PRODUCT(C5*E5,F5) | =G5
B |  | Waste | =XGETVALUE("Waste 5%",3) | % | =SUBTOTAL(G4:G5) | 1 | =PRODUCT(C6*E6,F6) | =G6
B | TS4512 | Steeltites 12 X 45 | 3.3333 | ea | =XGETRATE("ROF",$A7,2) | 1 | =PRODUCT(C7*E7,F7) | =G7
B |  | Discount | =XGETVALUE("Discount 5%",3) | % | =SUBTOTAL(G7:G7) | 1 | =PRODUCT(C8*E8,F8) | =G8
B |  | Waste | =XGETVALUE("Waste 5%",3) | % | =SUBTOTAL(G7:G8) | 1 | =PRODUCT(C9*E9,F9) | =G9
B | Roofer | Roofer all types | 0.35 | hrs | =XGETRATE("LAB1",$A10,2) | 1 | =PRODUCT(C10*E10,F10) | =G10
B |  | Margin | =XGETVALUE("Builders margin",3) | % | =SUBTOTAL(G1:G10) | 1 | =PRODUCT(C11*E11,F11) | =G11
I | T26.22.105 | 300 box | T26.22_EavesGutter_Metal | m
B | 300EN-- | Box 300 Galvanised | 1 | lm | =XGETRATE("ROF",$A1,2) | 1 | =PRODUCT(C1*E1,F1) | =G1
B |  | Discount | =XGETVALUE("Discount 5%",3) | % | =SUBTOTAL(G1:G1) | 1 | =PRODUCT(C2*E2,F2) | =G2
B |  | Waste | =XGETVALUE("Waste 5%",3) | % | =SUBTOTAL(G1:G2) | 1 | =PRODUCT(C3*E3,F3) | =G3
B | 300BEP | Brkt Pd300 Ext Painted | 1.1111 | ea | =XGETRATE("ROF",$A4,2) | 1 | =PRODUCT(C4*E4,F4) | =G4
B |  | Discount | =XGETVALUE("Discount 5%",3) | % | =SUBTOTAL(G4:G4) | 1 | =PRODUCT(C5*E5,F5) | =G5
B |  | Waste | =XGETVALUE("Waste 5%",3) | % | =SUBTOTAL(G4:G5) | 1 | =PRODUCT(C6*E6,F6) | =G6
B | TS5512 | Steeltites 12 X 55 | 3.3333 | ea | =XGETRATE("ROF",$A7,2) | 1 | =PRODUCT(C7*E7,F7) | =G7
B |  | Discount | =XGETVALUE("Discount 5%",3) | % | =SUBTOTAL(G7:G7) | 1 | =PRODUCT(C8*E8,F8) | =G8
B |  | Waste | =XGETVALUE("Waste 5%",3) | % | =SUBTOTAL(G7:G8) | 1 | =PRODUCT(C9*E9,F9) | =G9
B | Roofer | Roofer all types | 0.35 | hrs | =XGETRATE("LAB1",$A10,2) | 1 | =PRODUCT(C10*E10,F10) | =G10
B |  | Margin | =XGETVALUE("Builders margin",3) | % | =SUBTOTAL(G1:G10) | 1 | =PRODUCT(C11*E11,F11) | =G11
I | T26.22.109 | Fittings to half round spouting | T26.22_EavesGutter_Metal
I | T26.22.113 | External or internal angle, with 1200mm return both ways | T26.22_EavesGutter_Metal
I | T26.22.117 | 125 half round | T26.22_EavesGutter_Metal | No
B | CS1200HANIN125 | 125mm 1/2 Rnd spouting corner, 1200 arms COLOURED STEEL | 1 | no | =XGETRATE("ROF",$A1,2) | 1 | =PRODUCT(C1*E1,F1) | =G1
B |  | Discount | =XGETVALUE("Discount 25%",3) | % | =SUBTOTAL(G1:G1) | 1 | =PRODUCT(C2*E2,F2) | =G2
B |  | Waste | =XGETVALUE("Waste 5%",3) | % | =SUBTOTAL(G1:G2) | 1 | =PRODUCT(C3*E3,F3) | =G3
B | Roofer | Roofer all types | 0.5 | hrs | =XGETRATE("LAB1",$A4,2) | 1 | =PRODUCT(C4*E4,F4) | =G4
B |  | Margin | =XGETVALUE("Builders margin",3) | % | =SUBTOTAL(G1:G4) | 1 | =PRODUCT(C5*E5,F5) | =G5
I | T26.22.121 | 150 half round | T26.22_EavesGutter_Metal | No
B | CS1200HANIN150 | 150mm 1/2 Rnd spouting corner, 1200 arms COLOURED STEEL | 1 | no | =XGETRATE("ROF",$A1,2) | 1 | =PRODUCT(C1*E1,F1) | =G1
B |  | Discount | =XGETVALUE("Discount 25%",3) | % | =SUBTOTAL(G1:G1) | 1 | =PRODUCT(C2*E2,F2) | =G2
B |  | Waste | =XGETVALUE("Waste 5%",3) | % | =SUBTOTAL(G1:G2) | 1 | =PRODUCT(C3*E3,F3) | =G3
B | Roofer | Roofer all types | 0.5 | hrs | =XGETRATE("LAB1",$A4,2) | 1 | =PRODUCT(C4*E4,F4) | =G4
B |  | Margin | =XGETVALUE("Builders margin",3) | % | =SUBTOTAL(G1:G4) | 1 | =PRODUCT(C5*E5,F5) | =G5
I | T26.22.125 | Fittings to box spouting | T26.22_EavesGutter_Metal
I | T26.22.129 | Forming external or internal angle, expansion joint | T26.22_EavesGutter_Metal | No
B | Roofer | Roofer all types | 0.75 | hrs | =XGETRATE("LAB1",$A1,2) | 1 | =PRODUCT(C1*E1,F1) | =G1
B |  | Margin | =XGETVALUE("Builders margin",3) | % | =SUBTOTAL(G1:G1) | 1 | =PRODUCT(C2*E2,F2) | =G2
I | T26.22.133 | Stop end, dropper outlet | T26.22_EavesGutter_Metal | No
B | CS100X75DRRE | 100mm x 75mm dropper COLOURED STEEL | 1 | no | =XGETRATE("ROF",$A1,2) | 1 | =PRODUCT(C1*E1,F1) | =G1
B |  | Discount | =XGETVALUE("Discount 25%",3) | % | =SUBTOTAL(G1:G1) | 1 | =PRODUCT(C2*E2,F2) | =G2
B |  | Waste | =XGETVALUE("Waste 5%",3) | % | =SUBTOTAL(G1:G2) | 1 | =PRODUCT(C3*E3,F3) | =G3
B | Roofer | Roofer all types | 0.5 | hrs | =XGETRATE("LAB1",$A4,2) | 1 | =PRODUCT(C4*E4,F4) | =G4
B |  | Margin | =XGETVALUE("Builders margin",3) | % | =SUBTOTAL(G1:G4) | 1 | =PRODUCT(C5*E5,F5) | =G5
I | T26.22.137 | <b>Spouting, Copper,</b> 0.55mm | T26.22_EavesGutter_Metal
I | T26.22.141 | 125 half round | T26.22_EavesGutter_Metal | m
B | CU125BOXSPT | 125mm Box Spouting COPPER | 1 | m | =XGETRATE("ROF",$A1,2) | 1 | =PRODUCT(C1*E1,F1) | =G1
B |  | Discount | =XGETVALUE("Discount 25%",3) | % | =SUBTOTAL(G1:G1) | 1 | =PRODUCT(C2*E2,F2) | =G2
B |  | Waste | =XGETVALUE("Waste 5%",3) | % | =SUBTOTAL(G1:G2) | 1 | =PRODUCT(C3*E3,F3) | =G3
B | BR125HBKT | 125mm 1/2 Round bracket BRASS | 1.1111 | no | =XGETRATE("ROF",$A4,2) | 1 | =PRODUCT(C4*E4,F4) | =G4
B |  | Discount | =XGETVALUE("Discount 25%",3) | % | =SUBTOTAL(G4:G4) | 1 | =PRODUCT(C5*E5,F5) | =G5
B |  | Waste | =XGETVALUE("Waste 5%",3) | % | =SUBTOTAL(G4:G5) | 1 | =PRODUCT(C6*E6,F6) | =G6
B | TS4512 | Steeltites 12 X 45 | 3.3333 | no | =XGETRATE("ROF",$A7,2) | 1 | =PRODUCT(C7*E7,F7) | =G7
B |  | Discount | =XGETVALUE("Discount 5%",3) | % | =SUBTOTAL(G7:G7) | 1 | =PRODUCT(C8*E8,F8) | =G8
B |  | Waste | =XGETVALUE("Waste 5%",3) | % | =SUBTOTAL(G7:G8) | 1 | =PRODUCT(C9*E9,F9) | =G9
B | Roofer | Roofer all types | 0.35 | hrs | =XGETRATE("LAB1",$A10,2) | 1 | =PRODUCT(C10*E10,F10) | =G10
B |  | Margin | =XGETVALUE("Builders margin",3) | % | =SUBTOTAL(G1:G10) | 1 | =PRODUCT(C11*E11,F11) | =G11
I | T26.22.145 | 150 half round | T26.22_EavesGutter_Metal | m
B | CU150HRANSPT | 150mm 1/2 Round spouting COPPER | 1 | m | =XGETRATE("ROF",$A1,2) | 1 | =PRODUCT(C1*E1,F1) | =G1
B |  | Discount | =XGETVALUE("Discount 25%",3) | % | =SUBTOTAL(G1:G1) | 1 | =PRODUCT(C2*E2,F2) | =G2
B |  | Waste | =XGETVALUE("Waste 5%",3) | % | =SUBTOTAL(G1:G2) | 1 | =PRODUCT(C3*E3,F3) | =G3
B | BR150HBKT | 150mm 1/2 Round bracket BRASS | 1.1111 | no | =XGETRATE("ROF",$A4,2) | 1 | =PRODUCT(C4*E4,F4) | =G4
B |  | Discount | =XGETVALUE("Discount 25%",3) | % | =SUBTOTAL(G4:G4) | 1 | =PRODUCT(C5*E5,F5) | =G5
B |  | Waste | =XGETVALUE("Waste 5%",3) | % | =SUBTOTAL(G4:G5) | 1 | =PRODUCT(C6*E6,F6) | =G6
B | TS4512 | Steeltites 12 X 45 | 3.3333 | no | =XGETRATE("ROF",$A7,2) | 1 | =PRODUCT(C7*E7,F7) | =G7
B |  | Discount | =XGETVALUE("Discount 5%",3) | % | =SUBTOTAL(G7:G7) | 1 | =PRODUCT(C8*E8,F8) | =G8
B |  | Waste | =XGETVALUE("Waste 5%",3) | % | =SUBTOTAL(G7:G8) | 1 | =PRODUCT(C9*E9,F9) | =G9
B | Roofer | Roofer all types | 0.35 | hrs | =XGETRATE("LAB1",$A10,2) | 1 | =PRODUCT(C10*E10,F10) | =G10
B |  | Margin | =XGETVALUE("Builders margin",3) | % | =SUBTOTAL(G1:G10) | 1 | =PRODUCT(C11*E11,F11) | =G11
I | T26.22.149 | 200 half round | T26.22_EavesGutter_Metal | m
B | CU200HRANSPT | 200mm 1/2 Round spouting COPPER | 1 | m | =XGETRATE("ROF",$A1,2) | 1 | =PRODUCT(C1*E1,F1) | =G1
B |  | Discount | =XGETVALUE("Discount 25%",3) | % | =SUBTOTAL(G1:G1) | 1 | =PRODUCT(C2*E2,F2) | =G2
B |  | Waste | =XGETVALUE("Waste 5%",3) | % | =SUBTOTAL(G1:G2) | 1 | =PRODUCT(C3*E3,F3) | =G3
B | BR200HBKT | 200mm 1/2 Round bracket BRASS | 1.1111 | no | =XGETRATE("ROF",$A4,2) | 1 | =PRODUCT(C4*E4,F4) | =G4
B |  | Discount | =XGETVALUE("Discount 25%",3) | % | =SUBTOTAL(G4:G4) | 1 | =PRODUCT(C5*E5,F5) | =G5
B |  | Waste | =XGETVALUE("Waste 5%",3) | % | =SUBTOTAL(G4:G5) | 1 | =PRODUCT(C6*E6,F6) | =G6
B | TS4512 | Steeltites 12 X 45 | 3.3333 | no | =XGETRATE("ROF",$A7,2) | 1 | =PRODUCT(C7*E7,F7) | =G7
B |  | Discount | =XGETVALUE("Discount 5%",3) | % | =SUBTOTAL(G7:G7) | 1 | =PRODUCT(C8*E8,F8) | =G8
B |  | Waste | =XGETVALUE("Waste 5%",3) | % | =SUBTOTAL(G7:G8) | 1 | =PRODUCT(C9*E9,F9) | =G9
B | Roofer | Roofer all types | 0.4 | hrs | =XGETRATE("LAB1",$A10,2) | 1 | =PRODUCT(C10*E10,F10) | =G10
B |  | Margin | =XGETVALUE("Builders margin",3) | % | =SUBTOTAL(G1:G10) | 1 | =PRODUCT(C11*E11,F11) | =G11
I | T26.22.153 | 125 box spouting | T26.22_EavesGutter_Metal | m
B | CU125BOXSPT | 125mm Box Spouting COPPER | 1 | m | =XGETRATE("ROF",$A1,2) | 1 | =PRODUCT(C1*E1,F1) | =G1
B |  | Discount | =XGETVALUE("Discount 25%",3) | % | =SUBTOTAL(G1:G1) | 1 | =PRODUCT(C2*E2,F2) | =G2
B |  | Waste | =XGETVALUE("Waste 5%",3) | % | =SUBTOTAL(G1:G2) | 1 | =PRODUCT(C3*E3,F3) | =G3
B | BR125BKTBOX | 125mm Box Bkt External/Internal BRASS | 1.1111 | no | =XGETRATE("ROF",$A4,2) | 1 | =PRODUCT(C4*E4,F4) | =G4
B |  | Discount | =XGETVALUE("Discount 25%",3) | % | =SUBTOTAL(G4:G4) | 1 | =PRODUCT(C5*E5,F5) | =G5
B |  | Waste | =XGETVALUE("Waste 5%",3) | % | =SUBTOTAL(G4:G5) | 1 | =PRODUCT(C6*E6,F6) | =G6
B | TS4512 | Steeltites 12 X 45 | 3.3333 | no | =XGETRATE("ROF",$A7,2) | 1 | =PRODUCT(C7*E7,F7) | =G7
B |  | Discount | =XGETVALUE("Discount 5%",3) | % | =SUBTOTAL(G7:G7) | 1 | =PRODUCT(C8*E8,F8) | =G8
B |  | Waste | =XGETVALUE("Waste 5%",3) | % | =SUBTOTAL(G7:G8) | 1 | =PRODUCT(C9*E9,F9) | =G9
B | Roofer | Roofer all types | 0.35 | hrs | =XGETRATE("LAB1",$A10,2) | 1 | =PRODUCT(C10*E10,F10) | =G10
B |  | Margin | =XGETVALUE("Builders margin",3) | % | =SUBTOTAL(G1:G10) | 1 | =PRODUCT(C11*E11,F11) | =G11
I | T26.22.157 | Fittings to half round spouting | T26.22_EavesGutter_Metal
I | T26.22.161 | External or internal angle, with 1200mm return both ways | T26.22_EavesGutter_Metal
I | T26.22.165 | 125 half round | T26.22_EavesGutter_Metal | No
B | CU1200HANIN125 | 125mm 1/2 Rnd spouting corner, 1200 arms COPPER | 1 | no | =XGETRATE("ROF",$A1,2) | 1 | =PRODUCT(C1*E1,F1) | =G1
B |  | Discount | =XGETVALUE("Discount 25%",3) | % | =SUBTOTAL(G1:G1) | 1 | =PRODUCT(C2*E2,F2) | =G2
B |  | Waste | =XGETVALUE("Waste 5%",3) | % | =SUBTOTAL(G1:G2) | 1 | =PRODUCT(C3*E3,F3) | =G3
B | Roofer | Roofer all types | 0.5 | hrs | =XGETRATE("LAB1",$A4,2) | 1 | =PRODUCT(C4*E4,F4) | =G4
B |  | Margin | =XGETVALUE("Builders margin",3) | % | =SUBTOTAL(G1:G4) | 1 | =PRODUCT(C5*E5,F5) | =G5
I | T26.22.169 | 150 half round | T26.22_EavesGutter_Metal | No
B | CU1200HANIN150 | 150mm 1/2 Rnd spouting corner, 1200 arms COPPER | 1 | no | =XGETRATE("ROF",$A1,2) | 1 | =PRODUCT(C1*E1,F1) | =G1
B |  | Discount | =XGETVALUE("Discount 25%",3) | % | =SUBTOTAL(G1:G1) | 1 | =PRODUCT(C2*E2,F2) | =G2
B |  | Waste | =XGETVALUE("Waste 5%",3) | % | =SUBTOTAL(G1:G2) | 1 | =PRODUCT(C3*E3,F3) | =G3
B | Roofer | Roofer all types | 0.5 | hrs | =XGETRATE("LAB1",$A4,2) | 1 | =PRODUCT(C4*E4,F4) | =G4
B |  | Margin | =XGETVALUE("Builders margin",3) | % | =SUBTOTAL(G1:G4) | 1 | =PRODUCT(C5*E5,F5) | =G5
I | T26.22.173 | Fittings to box spouting | T26.22_EavesGutter_Metal
I | T26.22.177 | Forming external or internal angle, expansion joint | T26.22_EavesGutter_Metal | No
B | Roofer | Roofer all types | 0.75 | hrs | =XGETRATE("LAB1",$A1,2) | 1 | =PRODUCT(C1*E1,F1) | =G1
B |  | Margin | =XGETVALUE("Builders margin",3) | % | =SUBTOTAL(G1:G1) | 1 | =PRODUCT(C2*E2,F2) | =G2
I | T26.22.181 | Stop end, dropper outlet | T26.22_EavesGutter_Metal | No
B | CU100X75DRRE | 100mm x 75mm dropper COPPER | 1 | no | =XGETRATE("ROF",$A1,2) | 1 | =PRODUCT(C1*E1,F1) | =G1
B |  | Discount | =XGETVALUE("Discount 25%",3) | % | =SUBTOTAL(G1:G1) | 1 | =PRODUCT(C2*E2,F2) | =G2
B |  | Waste | =XGETVALUE("Waste 5%",3) | % | =SUBTOTAL(G1:G2) | 1 | =PRODUCT(C3*E3,F3) | =G3
B | Roofer | Roofer all types | 0.5 | hrs | =XGETRATE("LAB1",$A4,2) | 1 | =PRODUCT(C4*E4,F4) | =G4
B |  | Margin | =XGETVALUE("Builders margin",3) | % | =SUBTOTAL(G1:G4) | 1 | =PRODUCT(C5*E5,F5) | =G5
I | T26.22.185 | <b>Spouting, Stainless Steel 304,</b> 0.55mm | T26.22_EavesGutter_Metal
I | T26.22.189 | 125 half round | T26.22_EavesGutter_Metal | m
B | SS4125HSPT | 125mm 1/2 Round spouting SS 304 | 1 | m | =XGETRATE("ROF",$A1,2) | 1 | =PRODUCT(C1*E1,F1) | =G1
B |  | Discount | =XGETVALUE("Discount 25%",3) | % | =SUBTOTAL(G1:G1) | 1 | =PRODUCT(C2*E2,F2) | =G2
B |  | Waste | =XGETVALUE("Waste 5%",3) | % | =SUBTOTAL(G1:G2) | 1 | =PRODUCT(C3*E3,F3) | =G3
B | SS4125HBKT | 125mm 1/2 Round bracket SS 304 | 1.1111 | no | =XGETRATE("ROF",$A4,2) | 1 | =PRODUCT(C4*E4,F4) | =G4
B |  | Discount | =XGETVALUE("Discount 25%",3) | % | =SUBTOTAL(G4:G4) | 1 | =PRODUCT(C5*E5,F5) | =G5
B |  | Waste | =XGETVALUE("Waste 5%",3) | % | =SUBTOTAL(G4:G5) | 1 | =PRODUCT(C6*E6,F6) | =G6
B | TS4512 | Steeltites 12 X 45 | 3.3333 | no | =XGETRATE("ROF",$A7,2) | 1 | =PRODUCT(C7*E7,F7) | =G7
B |  | Discount | =XGETVALUE("Discount 5%",3) | % | =SUBTOTAL(G7:G7) | 1 | =PRODUCT(C8*E8,F8) | =G8
B |  | Waste | =XGETVALUE("Waste 5%",3) | % | =SUBTOTAL(G7:G8) | 1 | =PRODUCT(C9*E9,F9) | =G9
B | Roofer | Roofer all types | 0.35 | hrs | =XGETRATE("LAB1",$A10,2) | 1 | =PRODUCT(C10*E10,F10) | =G10
B |  | Margin | =XGETVALUE("Builders margin",3) | % | =SUBTOTAL(G1:G10) | 1 | =PRODUCT(C11*E11,F11) | =G11
I | T26.22.193 | 150 half round | T26.22_EavesGutter_Metal | m
B | SS4150HSPT | 150mm 1/2 Round spouting SS 304 | 1 | m | =XGETRATE("ROF",$A1,2) | 1 | =PRODUCT(C1*E1,F1) | =G1
B |  | Discount | =XGETVALUE("Discount 25%",3) | % | =SUBTOTAL(G1:G1) | 1 | =PRODUCT(C2*E2,F2) | =G2
B |  | Waste | =XGETVALUE("Waste 5%",3) | % | =SUBTOTAL(G1:G2) | 1 | =PRODUCT(C3*E3,F3) | =G3
B | SS4150HBKT | 150mm 1/2 Round bracket SS 304 | 1.1111 | no | =XGETRATE("ROF",$A4,2) | 1 | =PRODUCT(C4*E4,F4) | =G4
B |  | Discount | =XGETVALUE("Discount 25%",3) | % | =SUBTOTAL(G4:G4) | 1 | =PRODUCT(C5*E5,F5) | =G5
B |  | Waste | =XGETVALUE("Waste 5%",3) | % | =SUBTOTAL(G4:G5) | 1 | =PRODUCT(C6*E6,F6) | =G6
B | TS4512 | Steeltites 12 X 45 | 3.3333 | no | =XGETRATE("ROF",$A7,2) | 1 | =PRODUCT(C7*E7,F7) | =G7
B |  | Discount | =XGETVALUE("Discount 5%",3) | % | =SUBTOTAL(G7:G7) | 1 | =PRODUCT(C8*E8,F8) | =G8
B |  | Waste | =XGETVALUE("Waste 5%",3) | % | =SUBTOTAL(G7:G8) | 1 | =PRODUCT(C9*E9,F9) | =G9
B | Roofer | Roofer all types | 0.35 | hrs | =XGETRATE("LAB1",$A10,2) | 1 | =PRODUCT(C10*E10,F10) | =G10
B |  | Margin | =XGETVALUE("Builders margin",3) | % | =SUBTOTAL(G1:G10) | 1 | =PRODUCT(C11*E11,F11) | =G11
I | T26.22.197 | 200 half round | T26.22_EavesGutter_Metal | m
B | SS4200HSPT | 200mm 1/2 Round spouting SS 304 | 1 | m | =XGETRATE("ROF",$A1,2) | 1 | =PRODUCT(C1*E1,F1) | =G1
B |  | Discount | =XGETVALUE("Discount 25%",3) | % | =SUBTOTAL(G1:G1) | 1 | =PRODUCT(C2*E2,F2) | =G2
B |  | Waste | =XGETVALUE("Waste 5%",3) | % | =SUBTOTAL(G1:G2) | 1 | =PRODUCT(C3*E3,F3) | =G3
B | SS4200HBKT | 200mm 1/2 Round bracket SS 304 | 1.1111 | no | =XGETRATE("ROF",$A4,2) | 1 | =PRODUCT(C4*E4,F4) | =G4
B |  | Discount | =XGETVALUE("Discount 25%",3) | % | =SUBTOTAL(G4:G4) | 1 | =PRODUCT(C5*E5,F5) | =G5
B |  | Waste | =XGETVALUE("Waste 5%",3) | % | =SUBTOTAL(G4:G5) | 1 | =PRODUCT(C6*E6,F6) | =G6
B | TS4512 | Steeltites 12 X 45 | 3.3333 | no | =XGETRATE("ROF",$A7,2) | 1 | =PRODUCT(C7*E7,F7) | =G7
B |  | Discount | =XGETVALUE("Discount 5%",3) | % | =SUBTOTAL(G7:G7) | 1 | =PRODUCT(C8*E8,F8) | =G8
B |  | Waste | =XGETVALUE("Waste 5%",3) | % | =SUBTOTAL(G7:G8) | 1 | =PRODUCT(C9*E9,F9) | =G9
B | Roofer | Roofer all types | 0.4 | hrs | =XGETRATE("LAB1",$A10,2) | 1 | =PRODUCT(C10*E10,F10) | =G10
B |  | Margin | =XGETVALUE("Builders margin",3) | % | =SUBTOTAL(G1:G10) | 1 | =PRODUCT(C11*E11,F11) | =G11
I | T26.22.201 | 125 box spouting | T26.22_EavesGutter_Metal | m
B | SS4125BOXSPT | 125mm Box Spouting SS 304 | 1 | m | =XGETRATE("ROF",$A1,2) | 1 | =PRODUCT(C1*E1,F1) | =G1
B |  | Discount | =XGETVALUE("Discount 25%",3) | % | =SUBTOTAL(G1:G1) | 1 | =PRODUCT(C2*E2,F2) | =G2
B |  | Waste | =XGETVALUE("Waste 5%",3) | % | =SUBTOTAL(G1:G2) | 1 | =PRODUCT(C3*E3,F3) | =G3
B | SS4125HBKTBOX | 125mm Box Bkt External/Internal SS 304 | 1.1111 | no | =XGETRATE("ROF",$A4,2) | 1 | =PRODUCT(C4*E4,F4) | =G4
B |  | Discount | =XGETVALUE("Discount 25%",3) | % | =SUBTOTAL(G4:G4) | 1 | =PRODUCT(C5*E5,F5) | =G5
B |  | Waste | =XGETVALUE("Waste 5%",3) | % | =SUBTOTAL(G4:G5) | 1 | =PRODUCT(C6*E6,F6) | =G6
B | TS4512 | Steeltites 12 X 45 | 3.3333 | no | =XGETRATE("ROF",$A7,2) | 1 | =PRODUCT(C7*E7,F7) | =G7
B |  | Discount | =XGETVALUE("Discount 5%",3) | % | =SUBTOTAL(G7:G7) | 1 | =PRODUCT(C8*E8,F8) | =G8
B |  | Waste | =XGETVALUE("Waste 5%",3) | % | =SUBTOTAL(G7:G8) | 1 | =PRODUCT(C9*E9,F9) | =G9
B | Roofer | Roofer all types | 0.35 | hrs | =XGETRATE("LAB1",$A10,2) | 1 | =PRODUCT(C10*E10,F10) | =G10
B |  | Margin | =XGETVALUE("Builders margin",3) | % | =SUBTOTAL(G1:G10) | 1 | =PRODUCT(C11*E11,F11) | =G11
I | T26.22.205 | Fittings to stainless steel spouting | T26.22_EavesGutter_Metal
I | T26.22.209 | External or internal angle, with 1200mm return both ways | T26.22_EavesGutter_Metal
I | T26.22.213 | 125 half round | T26.22_EavesGutter_Metal | No
B | SS41200HANIN125 | 125mm 1/2 Rnd spouting corner, 1200 arms SS 304 | 1 | no | =XGETRATE("ROF",$A1,2) | 1 | =PRODUCT(C1*E1,F1) | =G1
B |  | Discount | =XGETVALUE("Discount 25%",3) | % | =SUBTOTAL(G1:G1) | 1 | =PRODUCT(C2*E2,F2) | =G2
B |  | Waste | =XGETVALUE("Waste 5%",3) | % | =SUBTOTAL(G1:G2) | 1 | =PRODUCT(C3*E3,F3) | =G3
B | Roofer | Roofer all types | 0.5 | hrs | =XGETRATE("LAB1",$A4,2) | 1 | =PRODUCT(C4*E4,F4) | =G4
B |  | Margin | =XGETVALUE("Builders margin",3) | % | =SUBTOTAL(G1:G4) | 1 | =PRODUCT(C5*E5,F5) | =G5
I | T26.22.217 | 150 half round | T26.22_EavesGutter_Metal | No
B | SS41200HANIN150 | 150mm 1/2 Rnd spouting corner, 1200 arms SS 304 | 1 | no | =XGETRATE("ROF",$A1,2) | 1 | =PRODUCT(C1*E1,F1) | =G1
B |  | Discount | =XGETVALUE("Discount 25%",3) | % | =SUBTOTAL(G1:G1) | 1 | =PRODUCT(C2*E2,F2) | =G2
B |  | Waste | =XGETVALUE("Waste 5%",3) | % | =SUBTOTAL(G1:G2) | 1 | =PRODUCT(C3*E3,F3) | =G3
B | Roofer | Roofer all types | 0.5 | hrs | =XGETRATE("LAB1",$A4,2) | 1 | =PRODUCT(C4*E4,F4) | =G4
B |  | Margin | =XGETVALUE("Builders margin",3) | % | =SUBTOTAL(G1:G4) | 1 | =PRODUCT(C5*E5,F5) | =G5
I | T26.22.221 | Fittings to box spouting | T26.22_EavesGutter_Metal
I | T26.22.225 | Forming external or internal angle, expansion joint | T26.22_EavesGutter_Metal | No
B | Roofer | Roofer all types | 0.75 | hrs | =XGETRATE("LAB1",$A1,2) | 1 | =PRODUCT(C1*E1,F1) | =G1
B |  | Margin | =XGETVALUE("Builders margin",3) | % | =SUBTOTAL(G1:G1) | 1 | =PRODUCT(C2*E2,F2) | =G2
I | T26.22.229 | Stop end, dropper outlet | T26.22_EavesGutter_Metal | No
B | SS4100X75DRRE | 100mm x 75mm dropper SS 304 | 1 | no | =XGETRATE("ROF",$A1,2) | 1 | =PRODUCT(C1*E1,F1) | =G1
B |  | Discount | =XGETVALUE("Discount 25%",3) | % | =SUBTOTAL(G1:G1) | 1 | =PRODUCT(C2*E2,F2) | =G2
B |  | Waste | =XGETVALUE("Waste 5%",3) | % | =SUBTOTAL(G1:G2) | 1 | =PRODUCT(C3*E3,F3) | =G3
B | Roofer | Roofer all types | 0.5 | hrs | =XGETRATE("LAB1",$A4,2) | 1 | =PRODUCT(C4*E4,F4) | =G4
B |  | Margin | =XGETVALUE("Builders margin",3) | % | =SUBTOTAL(G1:G4) | 1 | =PRODUCT(C5*E5,F5) | =G5
I | T26.22.233 | <b>Spouting, Stainless Steel 316,</b> 0.55mm | T26.22_EavesGutter_Metal
I | T26.22.237 | 125 half round | T26.22_EavesGutter_Metal | m
B | SS6125HSPT | 125mm 1/2 Round spouting SS 316 | 1 | m | =XGETRATE("ROF",$A1,2) | 1 | =PRODUCT(C1*E1,F1) | =G1
B |  | Discount | =XGETVALUE("Discount 25%",3) | % | =SUBTOTAL(G1:G1) | 1 | =PRODUCT(C2*E2,F2) | =G2
B |  | Waste | =XGETVALUE("Waste 5%",3) | % | =SUBTOTAL(G1:G2) | 1 | =PRODUCT(C3*E3,F3) | =G3
B | SS6125HBKT | 125mm 1/2 Round bracket SS 316 | 1.1111 | no | =XGETRATE("ROF",$A4,2) | 1 | =PRODUCT(C4*E4,F4) | =G4
B |  | Discount | =XGETVALUE("Discount 25%",3) | % | =SUBTOTAL(G4:G4) | 1 | =PRODUCT(C5*E5,F5) | =G5
B |  | Waste | =XGETVALUE("Waste 5%",3) | % | =SUBTOTAL(G4:G5) | 1 | =PRODUCT(C6*E6,F6) | =G6
B | TS4512 | Steeltites 12 X 45 | 3.3333 | no | =XGETRATE("ROF",$A7,2) | 1 | =PRODUCT(C7*E7,F7) | =G7
B |  | Discount | =XGETVALUE("Discount 5%",3) | % | =SUBTOTAL(G7:G7) | 1 | =PRODUCT(C8*E8,F8) | =G8
B |  | Waste | =XGETVALUE("Waste 5%",3) | % | =SUBTOTAL(G7:G8) | 1 | =PRODUCT(C9*E9,F9) | =G9
B | Roofer | Roofer all types | 0.35 | hrs | =XGETRATE("LAB1",$A10,2) | 1 | =PRODUCT(C10*E10,F10) | =G10
B |  | Margin | =XGETVALUE("Builders margin",3) | % | =SUBTOTAL(G1:G10) | 1 | =PRODUCT(C11*E11,F11) | =G11
I | T26.22.241 | 150 half round | T26.22_EavesGutter_Metal | m
B | SS6150HSPT | 150mm 1/2 Round spouting SS 316 | 1 | m | =XGETRATE("ROF",$A1,2) | 1 | =PRODUCT(C1*E1,F1) | =G1
B |  | Discount | =XGETVALUE("Discount 25%",3) | % | =SUBTOTAL(G1:G1) | 1 | =PRODUCT(C2*E2,F2) | =G2
B |  | Waste | =XGETVALUE("Waste 5%",3) | % | =SUBTOTAL(G1:G2) | 1 | =PRODUCT(C3*E3,F3) | =G3
B | SS6150HBKT | 150mm 1/2 Round bracket SS 316 | 1.1111 | no | =XGETRATE("ROF",$A4,2) | 1 | =PRODUCT(C4*E4,F4) | =G4
B |  | Discount | =XGETVALUE("Discount 25%",3) | % | =SUBTOTAL(G4:G4) | 1 | =PRODUCT(C5*E5,F5) | =G5
B |  | Waste | =XGETVALUE("Waste 5%",3) | % | =SUBTOTAL(G4:G5) | 1 | =PRODUCT(C6*E6,F6) | =G6
B | TS4512 | Steeltites 12 X 45 | 3.3333 | no | =XGETRATE("ROF",$A7,2) | 1 | =PRODUCT(C7*E7,F7) | =G7
B |  | Discount | =XGETVALUE("Discount 5%",3) | % | =SUBTOTAL(G7:G7) | 1 | =PRODUCT(C8*E8,F8) | =G8
B |  | Waste | =XGETVALUE("Waste 5%",3) | % | =SUBTOTAL(G7:G8) | 1 | =PRODUCT(C9*E9,F9) | =G9
B | Roofer | Roofer all types | 0.35 | hrs | =XGETRATE("LAB1",$A10,2) | 1 | =PRODUCT(C10*E10,F10) | =G10
B |  | Margin | =XGETVALUE("Builders margin",3) | % | =SUBTOTAL(G1:G10) | 1 | =PRODUCT(C11*E11,F11) | =G11
I | T26.22.245 | 200 half round | T26.22_EavesGutter_Metal | m
B | SS62000HSPT | 200mm 1/2 Round spouting SS 316 | 1 | m | =XGETRATE("ROF",$A1,2) | 1 | =PRODUCT(C1*E1,F1) | =G1
B |  | Discount | =XGETVALUE("Discount 25%",3) | % | =SUBTOTAL(G1:G1) | 1 | =PRODUCT(C2*E2,F2) | =G2
B |  | Waste | =XGETVALUE("Waste 5%",3) | % | =SUBTOTAL(G1:G2) | 1 | =PRODUCT(C3*E3,F3) | =G3
B | SS6200HBKT | 200mm 1/2 Round bracket SS 316 | 1.1111 | no | =XGETRATE("ROF",$A4,2) | 1 | =PRODUCT(C4*E4,F4) | =G4
B |  | Discount | =XGETVALUE("Discount 25%",3) | % | =SUBTOTAL(G4:G4) | 1 | =PRODUCT(C5*E5,F5) | =G5
B |  | Waste | =XGETVALUE("Waste 5%",3) | % | =SUBTOTAL(G4:G5) | 1 | =PRODUCT(C6*E6,F6) | =G6
B | TS4512 | Steeltites 12 X 45 | 3.3333 | no | =XGETRATE("ROF",$A7,2) | 1 | =PRODUCT(C7*E7,F7) | =G7
B |  | Discount | =XGETVALUE("Discount 5%",3) | % | =SUBTOTAL(G7:G7) | 1 | =PRODUCT(C8*E8,F8) | =G8
B |  | Waste | =XGETVALUE("Waste 5%",3) | % | =SUBTOTAL(G7:G8) | 1 | =PRODUCT(C9*E9,F9) | =G9
B | Roofer | Roofer all types | 0.4 | hrs | =XGETRATE("LAB1",$A10,2) | 1 | =PRODUCT(C10*E10,F10) | =G10
B |  | Margin | =XGETVALUE("Builders margin",3) | % | =SUBTOTAL(G1:G10) | 1 | =PRODUCT(C11*E11,F11) | =G11
I | T26.22.249 | 125 box spouting | T26.22_EavesGutter_Metal | m
B | SS6125BOXSPT | 125mm Box Spouting SS 316 | 1 | m | =XGETRATE("ROF",$A1,2) | 1 | =PRODUCT(C1*E1,F1) | =G1
B |  | Discount | =XGETVALUE("Discount 25%",3) | % | =SUBTOTAL(G1:G1) | 1 | =PRODUCT(C2*E2,F2) | =G2
B |  | Waste | =XGETVALUE("Waste 5%",3) | % | =SUBTOTAL(G1:G2) | 1 | =PRODUCT(C3*E3,F3) | =G3
B | SS6125HBKTBOX | 125mm Box Bkt External/Internal SS 316 | 1.1111 | no | =XGETRATE("ROF",$A4,2) | 1 | =PRODUCT(C4*E4,F4) | =G4
B |  | Discount | =XGETVALUE("Discount 25%",3) | % | =SUBTOTAL(G4:G4) | 1 | =PRODUCT(C5*E5,F5) | =G5
B |  | Waste | =XGETVALUE("Waste 5%",3) | % | =SUBTOTAL(G4:G5) | 1 | =PRODUCT(C6*E6,F6) | =G6
B | TS4512 | Steeltites 12 X 45 | 3.3333 | no | =XGETRATE("ROF",$A7,2) | 1 | =PRODUCT(C7*E7,F7) | =G7
B |  | Discount | =XGETVALUE("Discount 5%",3) | % | =SUBTOTAL(G7:G7) | 1 | =PRODUCT(C8*E8,F8) | =G8
B |  | Waste | =XGETVALUE("Waste 5%",3) | % | =SUBTOTAL(G7:G8) | 1 | =PRODUCT(C9*E9,F9) | =G9
B | Roofer | Roofer all types | 0.35 | hrs | =XGETRATE("LAB1",$A10,2) | 1 | =PRODUCT(C10*E10,F10) | =G10
B |  | Margin | =XGETVALUE("Builders margin",3) | % | =SUBTOTAL(G1:G10) | 1 | =PRODUCT(C11*E11,F11) | =G11
I | T26.22.253 | Fittings to stainless steel spouting | T26.22_EavesGutter_Metal
I | T26.22.257 | External or internal angle, with 1200mm return both ways | T26.22_EavesGutter_Metal
I | T26.22.261 | 125 half round | T26.22_EavesGutter_Metal | No
B | SS6200HANIN125 | 125mm 1/2 Rnd spouting corner, 1200 arms SS 316 | 1 | no | =XGETRATE("ROF",$A1,2) | 1 | =PRODUCT(C1*E1,F1) | =G1
B |  | Discount | =XGETVALUE("Discount 25%",3) | % | =SUBTOTAL(G1:G1) | 1 | =PRODUCT(C2*E2,F2) | =G2
B |  | Waste | =XGETVALUE("Waste 5%",3) | % | =SUBTOTAL(G1:G2) | 1 | =PRODUCT(C3*E3,F3) | =G3
B | Roofer | Roofer all types | 0.5 | hrs | =XGETRATE("LAB1",$A4,2) | 1 | =PRODUCT(C4*E4,F4) | =G4
B |  | Margin | =XGETVALUE("Builders margin",3) | % | =SUBTOTAL(G1:G4) | 1 | =PRODUCT(C5*E5,F5) | =G5
I | T26.22.265 | 150 half round | T26.22_EavesGutter_Metal | No
B | SS61200HANIN150 | 150mm 1/2 Rnd spouting corner, 1200 arms SS 316 | 1 | no | =XGETRATE("ROF",$A1,2) | 1 | =PRODUCT(C1*E1,F1) | =G1
B |  | Discount | =XGETVALUE("Discount 25%",3) | % | =SUBTOTAL(G1:G1) | 1 | =PRODUCT(C2*E2,F2) | =G2
B |  | Waste | =XGETVALUE("Waste 5%",3) | % | =SUBTOTAL(G1:G2) | 1 | =PRODUCT(C3*E3,F3) | =G3
B | Roofer | Roofer all types | 0.5 | hrs | =XGETRATE("LAB1",$A4,2) | 1 | =PRODUCT(C4*E4,F4) | =G4
B |  | Margin | =XGETVALUE("Builders margin",3) | % | =SUBTOTAL(G1:G4) | 1 | =PRODUCT(C5*E5,F5) | =G5
I | T26.22.269 | Fittings to box spouting | T26.22_EavesGutter_Metal
I | T26.22.273 | Forming external or internal angle, expansion joint | T26.22_EavesGutter_Metal | No
B | Roofer | Roofer all types | 0.75 | hrs | =XGETRATE("LAB1",$A1,2) | 1 | =PRODUCT(C1*E1,F1) | =G1
B |  | Margin | =XGETVALUE("Builders margin",3) | % | =SUBTOTAL(G1:G1) | 1 | =PRODUCT(C2*E2,F2) | =G2
I | T26.22.277 | Stop end, dropper outlet | T26.22_EavesGutter_Metal | No
B | SS6100X75DRRE | 100mm x 75mm dropper SS 316 | 1 | no | =XGETRATE("ROF",$A1,2) | 1 | =PRODUCT(C1*E1,F1) | =G1
B |  | Discount | =XGETVALUE("Discount 25%",3) | % | =SUBTOTAL(G1:G1) | 1 | =PRODUCT(C2*E2,F2) | =G2
B |  | Waste | =XGETVALUE("Waste 5%",3) | % | =SUBTOTAL(G1:G2) | 1 | =PRODUCT(C3*E3,F3) | =G3
B | Roofer | Roofer all types | 0.5 | hrs | =XGETRATE("LAB1",$A4,2) | 1 | =PRODUCT(C4*E4,F4) | =G4
B |  | Margin | =XGETVALUE("Builders margin",3) | % | =SUBTOTAL(G1:G4) | 1 | =PRODUCT(C5*E5,F5) | =G5
I | T26.22.281 | <b>Spouting, Zinc, Pre-Weathered,</b> 0.70mm | T26.22_EavesGutter_Metal
I | T26.22.285 | 125 half round | T26.22_EavesGutter_Metal | m
B | VM125HSPT | 125mm 1/2 Round spouting ZINC PRE-WEATHERED | 1 | m | =XGETRATE("ROF",$A1,2) | 1 | =PRODUCT(C1*E1,F1) | =G1
B |  | Discount | =XGETVALUE("Discount 25%",3) | % | =SUBTOTAL(G1:G1) | 1 | =PRODUCT(C2*E2,F2) | =G2
B |  | Waste | =XGETVALUE("Waste 5%",3) | % | =SUBTOTAL(G1:G2) | 1 | =PRODUCT(C3*E3,F3) | =G3
B | SS6125HBKT | 125mm 1/2 Round bracket SS 316 | 1.1111 | no | =XGETRATE("ROF",$A4,2) | 1 | =PRODUCT(C4*E4,F4) | =G4
B |  | Discount | =XGETVALUE("Discount 25%",3) | % | =SUBTOTAL(G4:G4) | 1 | =PRODUCT(C5*E5,F5) | =G5
B |  | Waste | =XGETVALUE("Waste 5%",3) | % | =SUBTOTAL(G4:G5) | 1 | =PRODUCT(C6*E6,F6) | =G6
B | TS4512 | Steeltites 12 X 45 | 3.3333 | no | =XGETRATE("ROF",$A7,2) | 1 | =PRODUCT(C7*E7,F7) | =G7
B |  | Discount | =XGETVALUE("Discount 5%",3) | % | =SUBTOTAL(G7:G7) | 1 | =PRODUCT(C8*E8,F8) | =G8
B |  | Waste | =XGETVALUE("Waste 5%",3) | % | =SUBTOTAL(G7:G8) | 1 | =PRODUCT(C9*E9,F9) | =G9
B | Roofer | Roofer all types | 0.35 | hrs | =XGETRATE("LAB1",$A10,2) | 1 | =PRODUCT(C10*E10,F10) | =G10
B |  | Margin | =XGETVALUE("Builders margin",3) | % | =SUBTOTAL(G1:G10) | 1 | =PRODUCT(C11*E11,F11) | =G11
B |  | Use SS316 brackets - hardly anything is compatible, so use most expensive brackets
I | T26.22.289 | 150 half round | T26.22_EavesGutter_Metal | m
B | VM150HSPT | 150mm 1/2 Round spouting ZINC PRE-WEATHERED | 1 | m | =XGETRATE("ROF",$A1,2) | 1 | =PRODUCT(C1*E1,F1) | =G1
B |  | Discount | =XGETVALUE("Discount 25%",3) | % | =SUBTOTAL(G1:G1) | 1 | =PRODUCT(C2*E2,F2) | =G2
B |  | Waste | =XGETVALUE("Waste 5%",3) | % | =SUBTOTAL(G1:G2) | 1 | =PRODUCT(C3*E3,F3) | =G3
B | SS6150HBKT | 150mm 1/2 Round bracket SS 316 | 1.1111 | no | =XGETRATE("ROF",$A4,2) | 1 | =PRODUCT(C4*E4,F4) | =G4
B |  | Discount | =XGETVALUE("Discount 25%",3) | % | =SUBTOTAL(G4:G4) | 1 | =PRODUCT(C5*E5,F5) | =G5
B |  | Waste | =XGETVALUE("Waste 5%",3) | % | =SUBTOTAL(G4:G5) | 1 | =PRODUCT(C6*E6,F6) | =G6
B | TS4512 | Steeltites 12 X 45 | 3.3333 | no | =XGETRATE("ROF",$A7,2) | 1 | =PRODUCT(C7*E7,F7) | =G7
B |  | Discount | =XGETVALUE("Discount 5%",3) | % | =SUBTOTAL(G7:G7) | 1 | =PRODUCT(C8*E8,F8) | =G8
B |  | Waste | =XGETVALUE("Waste 5%",3) | % | =SUBTOTAL(G7:G8) | 1 | =PRODUCT(C9*E9,F9) | =G9
B | Roofer | Roofer all types | 0.35 | hrs | =XGETRATE("LAB1",$A10,2) | 1 | =PRODUCT(C10*E10,F10) | =G10
B |  | Margin | =XGETVALUE("Builders margin",3) | % | =SUBTOTAL(G1:G10) | 1 | =PRODUCT(C11*E11,F11) | =G11
I | T26.22.293 | 200 half round | T26.22_EavesGutter_Metal | m
B | VM200HSPT | 200mm 1/2 Round spouting ZINC PRE-WEATHERED | 1 | m | =XGETRATE("ROF",$A1,2) | 1 | =PRODUCT(C1*E1,F1) | =G1
B |  | Discount | =XGETVALUE("Discount 25%",3) | % | =SUBTOTAL(G1:G1) | 1 | =PRODUCT(C2*E2,F2) | =G2
B |  | Waste | =XGETVALUE("Waste 5%",3) | % | =SUBTOTAL(G1:G2) | 1 | =PRODUCT(C3*E3,F3) | =G3
B | SS6200HBKT | 200mm 1/2 Round bracket SS 316 | 1.1111 | no | =XGETRATE("ROF",$A4,2) | 1 | =PRODUCT(C4*E4,F4) | =G4
B |  | Discount | =XGETVALUE("Discount 25%",3) | % | =SUBTOTAL(G4:G4) | 1 | =PRODUCT(C5*E5,F5) | =G5
B |  | Waste | =XGETVALUE("Waste 5%",3) | % | =SUBTOTAL(G4:G5) | 1 | =PRODUCT(C6*E6,F6) | =G6
B | TS4512 | Steeltites 12 X 45 | 3.3333 | no | =XGETRATE("ROF",$A7,2) | 1 | =PRODUCT(C7*E7,F7) | =G7
B |  | Discount | =XGETVALUE("Discount 5%",3) | % | =SUBTOTAL(G7:G7) | 1 | =PRODUCT(C8*E8,F8) | =G8
B |  | Waste | =XGETVALUE("Waste 5%",3) | % | =SUBTOTAL(G7:G8) | 1 | =PRODUCT(C9*E9,F9) | =G9
B | Roofer | Roofer all types | 0.4 | hrs | =XGETRATE("LAB1",$A10,2) | 1 | =PRODUCT(C10*E10,F10) | =G10
B |  | Margin | =XGETVALUE("Builders margin",3) | % | =SUBTOTAL(G1:G10) | 1 | =PRODUCT(C11*E11,F11) | =G11
I | T26.22.297 | 125 box spouting | T26.22_EavesGutter_Metal | m
B | VM125BOXSPT | 125mm Box Spouting VM PRE-WEATHERED | 1 | m | =XGETRATE("ROF",$A1,2) | 1 | =PRODUCT(C1*E1,F1) | =G1
B |  | Discount | =XGETVALUE("Discount 25%",3) | % | =SUBTOTAL(G1:G1) | 1 | =PRODUCT(C2*E2,F2) | =G2
B |  | Waste | =XGETVALUE("Waste 5%",3) | % | =SUBTOTAL(G1:G2) | 1 | =PRODUCT(C3*E3,F3) | =G3
B | SS6125HBKTBOX | 125mm Box Bkt External/Internal SS 316 | 1.1111 | no | =XGETRATE("ROF",$A4,2) | 1 | =PRODUCT(C4*E4,F4) | =G4
B |  | Discount | =XGETVALUE("Discount 25%",3) | % | =SUBTOTAL(G4:G4) | 1 | =PRODUCT(C5*E5,F5) | =G5
B |  | Waste | =XGETVALUE("Waste 5%",3) | % | =SUBTOTAL(G4:G5) | 1 | =PRODUCT(C6*E6,F6) | =G6
B | TS4512 | Steeltites 12 X 45 | 3.3333 | no | =XGETRATE("ROF",$A7,2) | 1 | =PRODUCT(C7*E7,F7) | =G7
B |  | Discount | =XGETVALUE("Discount 5%",3) | % | =SUBTOTAL(G7:G7) | 1 | =PRODUCT(C8*E8,F8) | =G8
B |  | Waste | =XGETVALUE("Waste 5%",3) | % | =SUBTOTAL(G7:G8) | 1 | =PRODUCT(C9*E9,F9) | =G9
B | Roofer | Roofer all types | 0.35 | hrs | =XGETRATE("LAB1",$A10,2) | 1 | =PRODUCT(C10*E10,F10) | =G10
B |  | Margin | =XGETVALUE("Builders margin",3) | % | =SUBTOTAL(G1:G10) | 1 | =PRODUCT(C11*E11,F11) | =G11
I | T26.22.301 | Fittings to spouting | T26.22_EavesGutter_Metal
I | T26.22.305 | Forming external or internal angle, expansion joint | T26.22_EavesGutter_Metal | No
B | Roofer | Roofer all types | 0.75 | hrs | =XGETRATE("LAB1",$A1,2) | 1 | =PRODUCT(C1*E1,F1) | =G1
B |  | Margin | =XGETVALUE("Builders margin",3) | % | =SUBTOTAL(G1:G1) | 1 | =PRODUCT(C2*E2,F2) | =G2
I | T26.22.309 | Stop end, dropper outlet | T26.22_EavesGutter_Metal | No
B | VM100X75DRRE | 100mm x 75mm dropper ZINC PRE-WEATHERED | 1 | no | =XGETRATE("ROF",$A1,2) | 1 | =PRODUCT(C1*E1,F1) | =G1
B |  | Discount | =XGETVALUE("Discount 25%",3) | % | =SUBTOTAL(G1:G1) | 1 | =PRODUCT(C2*E2,F2) | =G2
B |  | Waste | =XGETVALUE("Waste 5%",3) | % | =SUBTOTAL(G1:G2) | 1 | =PRODUCT(C3*E3,F3) | =G3
B | Roofer | Roofer all types | 0.5 | hrs | =XGETRATE("LAB1",$A4,2) | 1 | =PRODUCT(C4*E4,F4) | =G4
B |  | Margin | =XGETVALUE("Builders margin",3) | % | =SUBTOTAL(G1:G4) | 1 | =PRODUCT(C5*E5,F5) | =G5
I | T26.23.001 | Eaves Gutters: PVC | T26.23_EavesGutter_PVC
I | T26.23.005 | <b>Marley Stormcloud or Classic,</b> 125mm spouting | T26.23_EavesGutter_PVC | m
B | PM_32RWS_016 | MARLEY CLASSIC SPOUTING 3M MC1.3 | 1 | lgth | =XGETRATE("SUP1",$A1,2) | 0.33333 | =PRODUCT(C1*E1,F1) | =G1
B |  | Discount | =XGETVALUE("Discount 10%",3) | % | =SUBTOTAL(G1:G1) | 1 | =PRODUCT(C2*E2,F2) | =G2
B |  | Waste | =XGETVALUE("Waste 5%",3) | % | =SUBTOTAL(G1:G2) | 1 | =PRODUCT(C3*E3,F3) | =G3
B | PM_32RWS_037 | MARLEY RAINWATER SOLVENT CEMENT MCS | 1 | ea | =XGETRATE("SUP1",$A4,2) | 0.055556 | =PRODUCT(C4*E4,F4) | =G4
B |  | Discount | =XGETVALUE("Discount 10%",3) | % | =SUBTOTAL(G4:G4) | 1 | =PRODUCT(C5*E5,F5) | =G5
B |  | Waste | =XGETVALUE("Waste 5%",3) | % | =SUBTOTAL(G4:G5) | 1 | =PRODUCT(C6*E6,F6) | =G6
B | PM_32RWS_023 | MARLEY CLASSIC SPOUTING JOINER MC5 | 0.33333 | ea | =XGETRATE("SUP1",$A7,2) | 1 | =PRODUCT(C7*E7,F7) | =G7
B |  | Discount | =XGETVALUE("Discount 10%",3) | % | =SUBTOTAL(G7:G7) | 1 | =PRODUCT(C8*E8,F8) | =G8
B |  | Waste | =XGETVALUE("Waste 5%",3) | % | =SUBTOTAL(G7:G8) | 1 | =PRODUCT(C9*E9,F9) | =G9
B | PM_32RWS_019 | MARLEY CLASSIC BRCKT MC2 | 2 | ea | =XGETRATE("SUP1",$A10,2) | 1 | =PRODUCT(C10*E10,F10) | =G10
B |  | Discount | =XGETVALUE("Discount 10%",3) | % | =SUBTOTAL(G10:G10) | 1 | =PRODUCT(C11*E11,F11) | =G11
B |  | Waste | =XGETVALUE("Waste 5%",3) | % | =SUBTOTAL(G10:G11) | 1 | =PRODUCT(C12*E12,F12) | =G12
B | PM_41FAS_010 | MARLEY SPOUTING NAIL(150 per PKT) MCN | 6 | ea | =XGETRATE("SUP1",$A13,2) | 0.0066667 | =PRODUCT(C13*E13,F13) | =G13
B |  | Discount | =XGETVALUE("Discount 10%",3) | % | =SUBTOTAL(G13:G13) | 1 | =PRODUCT(C14*E14,F14) | =G14
B |  | Waste | =XGETVALUE("Waste 5%",3) | % | =SUBTOTAL(G13:G14) | 1 | =PRODUCT(C15*E15,F15) | =G15
B | Roofer | Roofer all types | 0.3 | hrs | =XGETRATE("LAB1",$A16,2) | 1 | =PRODUCT(C16*E16,F16) | =G16
B |  | Margin | =XGETVALUE("Builders margin",3) | % | =SUBTOTAL(G1:G16) | 1 | =PRODUCT(C17*E17,F17) | =G17
B |  | Refer Marley quantifying guide 1 tube WELDING SOLVENT MCS 180g per 15-20m of spouting, say 1/40 for angles/expansion jointers
I | T26.23.009 | External or internal angle | T26.23_EavesGutter_PVC | No
B | PM_32RWS_025 | MARLEY CLASSIC EXTERNAL ANGLE MC6 | 1 | ea | =XGETRATE("SUP1",$A1,2) | 1 | =PRODUCT(C1*E1,F1) | =G1
B |  | Discount | =XGETVALUE("Discount 10%",3) | % | =SUBTOTAL(G1:G1) | 1 | =PRODUCT(C2*E2,F2) | =G2
B |  | Waste | =XGETVALUE("Waste 5%",3) | % | =SUBTOTAL(G1:G2) | 1 | =PRODUCT(C3*E3,F3) | =G3
B | PM_32RWS_037 | MARLEY RAINWATER SOLVENT CEMENT MCS | 1 | ea | =XGETRATE("SUP1",$A4,2) | 0.025 | =PRODUCT(C4*E4,F4) | =G4
B |  | Discount | =XGETVALUE("Discount 10%",3) | % | =SUBTOTAL(G4:G4) | 1 | =PRODUCT(C5*E5,F5) | =G5
B |  | Waste | =XGETVALUE("Waste 5%",3) | % | =SUBTOTAL(G4:G5) | 1 | =PRODUCT(C6*E6,F6) | =G6
B | Roofer | Roofer all types | 0.1 | hrs | =XGETRATE("LAB1",$A7,2) | 1 | =PRODUCT(C7*E7,F7) | =G7
B |  | Margin | =XGETVALUE("Builders margin",3) | % | =SUBTOTAL(G1:G7) | 1 | =PRODUCT(C8*E8,F8) | =G8
B |  | Refer Marley quantifying guide 1 tube WELDING SOLVENT MCS 180g per 15-20m of spouting, say 1/40 for angles/expansion jointers
I | T26.23.013 | Expansion joint | T26.23_EavesGutter_PVC | No
B | PM_32RWS_034 | MARLEY CLASSIC EXPANSION JOINER MC17 | 1 | ea | =XGETRATE("SUP1",$A1,2) | 1 | =PRODUCT(C1*E1,F1) | =G1
B |  | Discount | =XGETVALUE("Discount 10%",3) | % | =SUBTOTAL(G1:G1) | 1 | =PRODUCT(C2*E2,F2) | =G2
B |  | Waste | =XGETVALUE("Waste 5%",3) | % | =SUBTOTAL(G1:G2) | 1 | =PRODUCT(C3*E3,F3) | =G3
B | PM_32RWS_037 | MARLEY RAINWATER SOLVENT CEMENT MCS | 1 | ea | =XGETRATE("SUP1",$A4,2) | 0.025 | =PRODUCT(C4*E4,F4) | =G4
B |  | Discount | =XGETVALUE("Discount 10%",3) | % | =SUBTOTAL(G4:G4) | 1 | =PRODUCT(C5*E5,F5) | =G5
B |  | Waste | =XGETVALUE("Waste 5%",3) | % | =SUBTOTAL(G4:G5) | 1 | =PRODUCT(C6*E6,F6) | =G6
B | Roofer | Roofer all types | 0.1 | hrs | =XGETRATE("LAB1",$A7,2) | 1 | =PRODUCT(C7*E7,F7) | =G7
B |  | Margin | =XGETVALUE("Builders margin",3) | % | =SUBTOTAL(G1:G7) | 1 | =PRODUCT(C8*E8,F8) | =G8
B |  | Refer Marley quantifying guide 1 tube WELDING SOLVENT MCS 180g per 15-20m of spouting, say 1/40 for angles/expansion jointers
I | T26.23.017 | Stop end | T26.23_EavesGutter_PVC | No
B | PM_32RWS_022 | MARLEY CLASSIC LH COMB STOPEND MC3 | 1 | ea | =XGETRATE("SUP1",$A1,2) | 1 | =PRODUCT(C1*E1,F1) | =G1
B |  | Discount | =XGETVALUE("Discount 10%",3) | % | =SUBTOTAL(G1:G1) | 1 | =PRODUCT(C2*E2,F2) | =G2
B |  | Waste | =XGETVALUE("Waste 5%",3) | % | =SUBTOTAL(G1:G2) | 1 | =PRODUCT(C3*E3,F3) | =G3
B | PM_32RWS_037 | MARLEY RAINWATER SOLVENT CEMENT MCS | 1 | ea | =XGETRATE("SUP1",$A4,2) | 0.025 | =PRODUCT(C4*E4,F4) | =G4
B |  | Discount | =XGETVALUE("Discount 10%",3) | % | =SUBTOTAL(G4:G4) | 1 | =PRODUCT(C5*E5,F5) | =G5
B |  | Waste | =XGETVALUE("Waste 5%",3) | % | =SUBTOTAL(G4:G5) | 1 | =PRODUCT(C6*E6,F6) | =G6
B | Roofer | Roofer all types | 0.1 | hrs | =XGETRATE("LAB1",$A7,2) | 1 | =PRODUCT(C7*E7,F7) | =G7
B |  | Margin | =XGETVALUE("Builders margin",3) | % | =SUBTOTAL(G1:G7) | 1 | =PRODUCT(C8*E8,F8) | =G8
B |  | Refer Marley quantifying guide 1 tube WELDING SOLVENT MCS 180g per 15-20m of spouting, say 1/40 for angles/expansion jointers
I | T26.23.021 | Dropper outlet, expansion, 65mm or 80mm | T26.23_EavesGutter_PVC | No
B | PM_32RWS_028 | MARLEY CLASSIC EXP OUTLET W/PLT MC8-65 | 1 | ea | =XGETRATE("SUP1",$A1,2) | 1 | =PRODUCT(C1*E1,F1) | =G1
B |  | Discount | =XGETVALUE("Discount 10%",3) | % | =SUBTOTAL(G1:G1) | 1 | =PRODUCT(C2*E2,F2) | =G2
B |  | Waste | =XGETVALUE("Waste 5%",3) | % | =SUBTOTAL(G1:G2) | 1 | =PRODUCT(C3*E3,F3) | =G3
B | PM_32RWS_037 | MARLEY RAINWATER SOLVENT CEMENT MCS | 1 | ea | =XGETRATE("SUP1",$A4,2) | 0.025 | =PRODUCT(C4*E4,F4) | =G4
B |  | Discount | =XGETVALUE("Discount 10%",3) | % | =SUBTOTAL(G4:G4) | 1 | =PRODUCT(C5*E5,F5) | =G5
B |  | Waste | =XGETVALUE("Waste 5%",3) | % | =SUBTOTAL(G4:G5) | 1 | =PRODUCT(C6*E6,F6) | =G6
B | Roofer | Roofer all types | 0.1 | hrs | =XGETRATE("LAB1",$A7,2) | 1 | =PRODUCT(C7*E7,F7) | =G7
B |  | Margin | =XGETVALUE("Builders margin",3) | % | =SUBTOTAL(G1:G7) | 1 | =PRODUCT(C8*E8,F8) | =G8
B |  | Refer Marley quantifying guide 1 tube WELDING SOLVENT MCS 180g per 15-20m of spouting, say 1/40 for angles/expansion jointers
I | T26.23.025 | Dropper outlet, plain, 65mm or 80mm | T26.23_EavesGutter_PVC | No
B | PM_32RWS_031 | MARLEY CLASSIC DROPPER OUTLET MC11-65 | 1 | ea | =XGETRATE("SUP1",$A1,2) | 1 | =PRODUCT(C1*E1,F1) | =G1
B |  | Discount | =XGETVALUE("Discount 10%",3) | % | =SUBTOTAL(G1:G1) | 1 | =PRODUCT(C2*E2,F2) | =G2
B |  | Waste | =XGETVALUE("Waste 5%",3) | % | =SUBTOTAL(G1:G2) | 1 | =PRODUCT(C3*E3,F3) | =G3
B | PM_32RWS_037 | MARLEY RAINWATER SOLVENT CEMENT MCS | 1 | ea | =XGETRATE("SUP1",$A4,2) | 0.025 | =PRODUCT(C4*E4,F4) | =G4
B |  | Discount | =XGETVALUE("Discount 10%",3) | % | =SUBTOTAL(G4:G4) | 1 | =PRODUCT(C5*E5,F5) | =G5
B |  | Waste | =XGETVALUE("Waste 5%",3) | % | =SUBTOTAL(G4:G5) | 1 | =PRODUCT(C6*E6,F6) | =G6
B | Roofer | Roofer all types | 0.1 | hrs | =XGETRATE("LAB1",$A7,2) | 1 | =PRODUCT(C7*E7,F7) | =G7
B |  | Margin | =XGETVALUE("Builders margin",3) | % | =SUBTOTAL(G1:G7) | 1 | =PRODUCT(C8*E8,F8) | =G8
B |  | Refer Marley quantifying guide 1 tube WELDING SOLVENT MCS 180g per 15-20m of spouting, say 1/40 for angles/expansion jointers
I | T26.23.029 | <b>Marley FL2,</b> 128mm x 94mm high spouting | T26.23_EavesGutter_PVC | m
B | PM_32RWS_103 | MARLEY FL2 SPOUTING 3M FL1.3 | 1 | lg | =XGETRATE("SUP1",$A1,2) | 0.33333 | =PRODUCT(C1*E1,F1) | =G1
B |  | Discount | =XGETVALUE("Discount 10%",3) | % | =SUBTOTAL(G1:G1) | 1 | =PRODUCT(C2*E2,F2) | =G2
B |  | Waste | =XGETVALUE("Waste 5%",3) | % | =SUBTOTAL(G1:G2) | 1 | =PRODUCT(C3*E3,F3) | =G3
B | PM_32RWS_037 | MARLEY RAINWATER SOLVENT CEMENT MCS | 1 | ea | =XGETRATE("SUP1",$A4,2) | 0.055556 | =PRODUCT(C4*E4,F4) | =G4
B |  | Discount | =XGETVALUE("Discount 10%",3) | % | =SUBTOTAL(G4:G4) | 1 | =PRODUCT(C5*E5,F5) | =G5
B |  | Waste | =XGETVALUE("Waste 5%",3) | % | =SUBTOTAL(G4:G5) | 1 | =PRODUCT(C6*E6,F6) | =G6
B | PM_32RWS_097 | MARLEY FL2 SOLVENT SPOUTNG JOINER FL5 | 0.25 | ea | =XGETRATE("SUP1",$A7,2) | 1 | =PRODUCT(C7*E7,F7) | =G7
B |  | Discount | =XGETVALUE("Discount 10%",3) | % | =SUBTOTAL(G7:G7) | 1 | =PRODUCT(C8*E8,F8) | =G8
B |  | Waste | =XGETVALUE("Waste 5%",3) | % | =SUBTOTAL(G7:G8) | 1 | =PRODUCT(C9*E9,F9) | =G9
B | PM_32RWS_109 | MARLEY FL2 BRACKET INTERNAL FL2I | 2 | ea | =XGETRATE("SUP1",$A10,2) | 1 | =PRODUCT(C10*E10,F10) | =G10
B |  | Discount | =XGETVALUE("Discount 10%",3) | % | =SUBTOTAL(G10:G10) | 1 | =PRODUCT(C11*E11,F11) | =G11
B |  | Waste | =XGETVALUE("Waste 5%",3) | % | =SUBTOTAL(G10:G11) | 1 | =PRODUCT(C12*E12,F12) | =G12
B | PM_41FAS_010 | MARLEY SPOUTING NAIL(150 per PKT) MCN | 6 | ea | =XGETRATE("SUP1",$A13,2) | 0.0066667 | =PRODUCT(C13*E13,F13) | =G13
B |  | Discount | =XGETVALUE("Discount 10%",3) | % | =SUBTOTAL(G13:G13) | 1 | =PRODUCT(C14*E14,F14) | =G14
B |  | Waste | =XGETVALUE("Waste 5%",3) | % | =SUBTOTAL(G13:G14) | 1 | =PRODUCT(C15*E15,F15) | =G15
B | Roofer | Roofer all types | 0.3 | hrs | =XGETRATE("LAB1",$A16,2) | 1 | =PRODUCT(C16*E16,F16) | =G16
B |  | Margin | =XGETVALUE("Builders margin",3) | % | =SUBTOTAL(G1:G16) | 1 | =PRODUCT(C17*E17,F17) | =G17
B |  | Refer Marley quantifying guide 1 tube WELDING SOLVENT MCS 180g per 15-20m of spouting, say 1/40 for angles/expansion jointers
I | T26.23.033 | External or internal angle | T26.23_EavesGutter_PVC | No
B | PM_32RWS_130 | MARLEY FL2 SOLVENT EXTERNAL ANGLE FL6 | 1 | ea | =XGETRATE("SUP1",$A1,2) | 1 | =PRODUCT(C1*E1,F1) | =G1
B |  | Discount | =XGETVALUE("Discount 10%",3) | % | =SUBTOTAL(G1:G1) | 1 | =PRODUCT(C2*E2,F2) | =G2
B |  | Waste | =XGETVALUE("Waste 5%",3) | % | =SUBTOTAL(G1:G2) | 1 | =PRODUCT(C3*E3,F3) | =G3
B | PM_32RWS_037 | MARLEY RAINWATER SOLVENT CEMENT MCS | 1 | ea | =XGETRATE("SUP1",$A4,2) | 0.055556 | =PRODUCT(C4*E4,F4) | =G4
B |  | Discount | =XGETVALUE("Discount 10%",3) | % | =SUBTOTAL(G4:G4) | 1 | =PRODUCT(C5*E5,F5) | =G5
B |  | Waste | =XGETVALUE("Waste 5%",3) | % | =SUBTOTAL(G4:G5) | 1 | =PRODUCT(C6*E6,F6) | =G6
B | Roofer | Roofer all types | 0.1 | hrs | =XGETRATE("LAB1",$A7,2) | 1 | =PRODUCT(C7*E7,F7) | =G7
B |  | Margin | =XGETVALUE("Builders margin",3) | % | =SUBTOTAL(G1:G7) | 1 | =PRODUCT(C8*E8,F8) | =G8
B |  | Refer Marley quantifying guide 1 tube WELDING SOLVENT MCS 180g per 15-20m of spouting, say 1/40 for angles/expansion jointers
I | T26.23.037 | Expansion joint | T26.23_EavesGutter_PVC | No
B | PM_32RWS_127 | MARLEY FL2 SOLVENT EXP JOINER FL17 | 1 | ea | =XGETRATE("SUP1",$A1,2) | 1 | =PRODUCT(C1*E1,F1) | =G1
B |  | Discount | =XGETVALUE("Discount 10%",3) | % | =SUBTOTAL(G1:G1) | 1 | =PRODUCT(C2*E2,F2) | =G2
B |  | Waste | =XGETVALUE("Waste 5%",3) | % | =SUBTOTAL(G1:G2) | 1 | =PRODUCT(C3*E3,F3) | =G3
B | PM_32RWS_037 | MARLEY RAINWATER SOLVENT CEMENT MCS | 1 | ea | =XGETRATE("SUP1",$A4,2) | 0.055556 | =PRODUCT(C4*E4,F4) | =G4
B |  | Discount | =XGETVALUE("Discount 10%",3) | % | =SUBTOTAL(G4:G4) | 1 | =PRODUCT(C5*E5,F5) | =G5
B |  | Waste | =XGETVALUE("Waste 5%",3) | % | =SUBTOTAL(G4:G5) | 1 | =PRODUCT(C6*E6,F6) | =G6
B | Roofer | Roofer all types | 0.1 | hrs | =XGETRATE("LAB1",$A7,2) | 1 | =PRODUCT(C7*E7,F7) | =G7
B |  | Margin | =XGETVALUE("Builders margin",3) | % | =SUBTOTAL(G1:G7) | 1 | =PRODUCT(C8*E8,F8) | =G8
B |  | Refer Marley quantifying guide 1 tube WELDING SOLVENT MCS 180g per 15-20m of spouting, say 1/40 for angles/expansion jointers
I | T26.23.041 | Stop end | T26.23_EavesGutter_PVC | No
B | PM_32RWS_091 | MARLEY FL2 SOLVENT LH STOPEND FL3 | 1 | ea | =XGETRATE("SUP1",$A1,2) | 1 | =PRODUCT(C1*E1,F1) | =G1
B |  | Discount | =XGETVALUE("Discount 10%",3) | % | =SUBTOTAL(G1:G1) | 1 | =PRODUCT(C2*E2,F2) | =G2
B |  | Waste | =XGETVALUE("Waste 5%",3) | % | =SUBTOTAL(G1:G2) | 1 | =PRODUCT(C3*E3,F3) | =G3
B | PM_32RWS_037 | MARLEY RAINWATER SOLVENT CEMENT MCS | 1 | ea | =XGETRATE("SUP1",$A4,2) | 0.055556 | =PRODUCT(C4*E4,F4) | =G4
B |  | Discount | =XGETVALUE("Discount 10%",3) | % | =SUBTOTAL(G4:G4) | 1 | =PRODUCT(C5*E5,F5) | =G5
B |  | Waste | =XGETVALUE("Waste 5%",3) | % | =SUBTOTAL(G4:G5) | 1 | =PRODUCT(C6*E6,F6) | =G6
B | Roofer | Roofer all types | 0.1 | hrs | =XGETRATE("LAB1",$A7,2) | 1 | =PRODUCT(C7*E7,F7) | =G7
B |  | Margin | =XGETVALUE("Builders margin",3) | % | =SUBTOTAL(G1:G7) | 1 | =PRODUCT(C8*E8,F8) | =G8
B |  | Refer Marley quantifying guide 1 tube WELDING SOLVENT MCS 180g per 15-20m of spouting, say 1/40 for angles/expansion jointers
I | T26.23.045 | Dropper outlet, expansion, 65mm, 80mm or 100mm x 50mm | T26.23_EavesGutter_PVC | No
B | PM_32RWS_100 | MARLEY FL2 SOLVENT EXP OUT CTR FL8-65 | 1 | ea | =XGETRATE("SUP1",$A1,2) | 1 | =PRODUCT(C1*E1,F1) | =G1
B |  | Discount | =XGETVALUE("Discount 10%",3) | % | =SUBTOTAL(G1:G1) | 1 | =PRODUCT(C2*E2,F2) | =G2
B |  | Waste | =XGETVALUE("Waste 5%",3) | % | =SUBTOTAL(G1:G2) | 1 | =PRODUCT(C3*E3,F3) | =G3
B | PM_32RWS_037 | MARLEY RAINWATER SOLVENT CEMENT MCS | 1 | ea | =XGETRATE("SUP1",$A4,2) | 0.055556 | =PRODUCT(C4*E4,F4) | =G4
B |  | Discount | =XGETVALUE("Discount 10%",3) | % | =SUBTOTAL(G4:G4) | 1 | =PRODUCT(C5*E5,F5) | =G5
B |  | Waste | =XGETVALUE("Waste 5%",3) | % | =SUBTOTAL(G4:G5) | 1 | =PRODUCT(C6*E6,F6) | =G6
B | Roofer | Roofer all types | 0.1 | hrs | =XGETRATE("LAB1",$A7,2) | 1 | =PRODUCT(C7*E7,F7) | =G7
B |  | Margin | =XGETVALUE("Builders margin",3) | % | =SUBTOTAL(G1:G7) | 1 | =PRODUCT(C8*E8,F8) | =G8
B |  | Refer Marley quantifying guide 1 tube WELDING SOLVENT MCS 180g per 15-20m of spouting, say 1/40 for angles/expansion jointers
I | T26.23.049 | <b>Marley Typhoon,</b> 116mm half round spouting | T26.23_EavesGutter_PVC | m
B | PM_32RWS_229 | MARLEY TYPHOON 3M GUTTER MT1.3 | 1 | lg | =XGETRATE("SUP1",$A1,2) | 0.33333 | =PRODUCT(C1*E1,F1) | =G1
B |  | Discount | =XGETVALUE("Discount 10%",3) | % | =SUBTOTAL(G1:G1) | 1 | =PRODUCT(C2*E2,F2) | =G2
B |  | Waste | =XGETVALUE("Waste 5%",3) | % | =SUBTOTAL(G1:G2) | 1 | =PRODUCT(C3*E3,F3) | =G3
B | PM_32RWS_037 | MARLEY RAINWATER SOLVENT CEMENT MCS | 1 | ea | =XGETRATE("SUP1",$A4,2) | 0.055556 | =PRODUCT(C4*E4,F4) | =G4
B |  | Discount | =XGETVALUE("Discount 10%",3) | % | =SUBTOTAL(G4:G4) | 1 | =PRODUCT(C5*E5,F5) | =G5
B |  | Waste | =XGETVALUE("Waste 5%",3) | % | =SUBTOTAL(G4:G5) | 1 | =PRODUCT(C6*E6,F6) | =G6
B | PM_32RWS_235 | MARLEY TYPHOON GUTTER JOINTER MT5 | 0.33333 | ea | =XGETRATE("SUP1",$A7,2) | 1 | =PRODUCT(C7*E7,F7) | =G7
B |  | Discount | =XGETVALUE("Discount 10%",3) | % | =SUBTOTAL(G7:G7) | 1 | =PRODUCT(C8*E8,F8) | =G8
B |  | Waste | =XGETVALUE("Waste 5%",3) | % | =SUBTOTAL(G7:G8) | 1 | =PRODUCT(C9*E9,F9) | =G9
B | PM_32RWS_250 | MARLEY TYPHOON GUTTER BRCKT INTER MT2I | 2 | ea | =XGETRATE("SUP1",$A10,2) | 1 | =PRODUCT(C10*E10,F10) | =G10
B |  | Discount | =XGETVALUE("Discount 10%",3) | % | =SUBTOTAL(G10:G10) | 1 | =PRODUCT(C11*E11,F11) | =G11
B |  | Waste | =XGETVALUE("Waste 5%",3) | % | =SUBTOTAL(G10:G11) | 1 | =PRODUCT(C12*E12,F12) | =G12
B | PM_41FAS_010 | MARLEY SPOUTING NAIL(150 per PKT) MCN | 6 | ea | =XGETRATE("SUP1",$A13,2) | 0.0066667 | =PRODUCT(C13*E13,F13) | =G13
B |  | Discount | =XGETVALUE("Discount 10%",3) | % | =SUBTOTAL(G13:G13) | 1 | =PRODUCT(C14*E14,F14) | =G14
B |  | Waste | =XGETVALUE("Waste 5%",3) | % | =SUBTOTAL(G13:G14) | 1 | =PRODUCT(C15*E15,F15) | =G15
B | Roofer | Roofer all types | 0.3 | hrs | =XGETRATE("LAB1",$A16,2) | 1 | =PRODUCT(C16*E16,F16) | =G16
B |  | Margin | =XGETVALUE("Builders margin",3) | % | =SUBTOTAL(G1:G16) | 1 | =PRODUCT(C17*E17,F17) | =G17
B |  | Refer Marley quantifying guide 1 tube WELDING SOLVENT MCS 180g per 15-20m of spouting, say 1/40 for angles/expansion jointers
I | T26.23.053 | External or internal angle | T26.23_EavesGutter_PVC | No
B | PM_32RWS_256 | MARLEY TYPHOON GUTTER CORNER INTER MT7 | 1 | ea | =XGETRATE("SUP1",$A1,2) | 1 | =PRODUCT(C1*E1,F1) | =G1
B |  | Discount | =XGETVALUE("Discount 10%",3) | % | =SUBTOTAL(G1:G1) | 1 | =PRODUCT(C2*E2,F2) | =G2
B |  | Waste | =XGETVALUE("Waste 5%",3) | % | =SUBTOTAL(G1:G2) | 1 | =PRODUCT(C3*E3,F3) | =G3
B | PM_32RWS_037 | MARLEY RAINWATER SOLVENT CEMENT MCS | 1 | ea | =XGETRATE("SUP1",$A4,2) | 0.055556 | =PRODUCT(C4*E4,F4) | =G4
B |  | Discount | =XGETVALUE("Discount 10%",3) | % | =SUBTOTAL(G4:G4) | 1 | =PRODUCT(C5*E5,F5) | =G5
B |  | Waste | =XGETVALUE("Waste 5%",3) | % | =SUBTOTAL(G4:G5) | 1 | =PRODUCT(C6*E6,F6) | =G6
B | Roofer | Roofer all types | 0.1 | hrs | =XGETRATE("LAB1",$A7,2) | 1 | =PRODUCT(C7*E7,F7) | =G7
B |  | Margin | =XGETVALUE("Builders margin",3) | % | =SUBTOTAL(G1:G7) | 1 | =PRODUCT(C8*E8,F8) | =G8
B |  | Refer Marley quantifying guide 1 tube WELDING SOLVENT MCS 180g per 15-20m of spouting, say 1/40 for angles/expansion jointers
I | T26.23.057 | Expansion joint | T26.23_EavesGutter_PVC | No
B | PM_32RWS_244 | MARLEY TYPHOON GUTTER EXP JOINER MT17 | 1 | ea | =XGETRATE("SUP1",$A1,2) | 1 | =PRODUCT(C1*E1,F1) | =G1
B |  | Discount | =XGETVALUE("Discount 10%",3) | % | =SUBTOTAL(G1:G1) | 1 | =PRODUCT(C2*E2,F2) | =G2
B |  | Waste | =XGETVALUE("Waste 5%",3) | % | =SUBTOTAL(G1:G2) | 1 | =PRODUCT(C3*E3,F3) | =G3
B | PM_32RWS_037 | MARLEY RAINWATER SOLVENT CEMENT MCS | 1 | ea | =XGETRATE("SUP1",$A4,2) | 0.055556 | =PRODUCT(C4*E4,F4) | =G4
B |  | Discount | =XGETVALUE("Discount 10%",3) | % | =SUBTOTAL(G4:G4) | 1 | =PRODUCT(C5*E5,F5) | =G5
B |  | Waste | =XGETVALUE("Waste 5%",3) | % | =SUBTOTAL(G4:G5) | 1 | =PRODUCT(C6*E6,F6) | =G6
B | Roofer | Roofer all types | 0.1 | hrs | =XGETRATE("LAB1",$A7,2) | 1 | =PRODUCT(C7*E7,F7) | =G7
B |  | Margin | =XGETVALUE("Builders margin",3) | % | =SUBTOTAL(G1:G7) | 1 | =PRODUCT(C8*E8,F8) | =G8
B |  | Refer Marley quantifying guide 1 tube WELDING SOLVENT MCS 180g per 15-20m of spouting, say 1/40 for angles/expansion jointers
I | T26.23.061 | Stop end | T26.23_EavesGutter_PVC | No
B | PM_32RWS_259 | MARLEY TYPHOON GUTTER END CAP LH MT3 | 1 | ea | =XGETRATE("SUP1",$A1,2) | 1 | =PRODUCT(C1*E1,F1) | =G1
B |  | Discount | =XGETVALUE("Discount 10%",3) | % | =SUBTOTAL(G1:G1) | 1 | =PRODUCT(C2*E2,F2) | =G2
B |  | Waste | =XGETVALUE("Waste 5%",3) | % | =SUBTOTAL(G1:G2) | 1 | =PRODUCT(C3*E3,F3) | =G3
B | PM_32RWS_037 | MARLEY RAINWATER SOLVENT CEMENT MCS | 1 | ea | =XGETRATE("SUP1",$A4,2) | 0.055556 | =PRODUCT(C4*E4,F4) | =G4
B |  | Discount | =XGETVALUE("Discount 10%",3) | % | =SUBTOTAL(G4:G4) | 1 | =PRODUCT(C5*E5,F5) | =G5
B |  | Waste | =XGETVALUE("Waste 5%",3) | % | =SUBTOTAL(G4:G5) | 1 | =PRODUCT(C6*E6,F6) | =G6
B | Roofer | Roofer all types | 0.1 | hrs | =XGETRATE("LAB1",$A7,2) | 1 | =PRODUCT(C7*E7,F7) | =G7
B |  | Margin | =XGETVALUE("Builders margin",3) | % | =SUBTOTAL(G1:G7) | 1 | =PRODUCT(C8*E8,F8) | =G8
B |  | Refer Marley quantifying guide 1 tube WELDING SOLVENT MCS 180g per 15-20m of spouting, say 1/40 for angles/expansion jointers
I | T26.23.065 | Dropper outlet, expansion, 80mm | T26.23_EavesGutter_PVC | No
B | PM_32RWS_241 | MARLEY TYPHOON GUTTER EXP OUTLET MT8.80 | 1 | ea | =XGETRATE("SUP1",$A1,2) | 1 | =PRODUCT(C1*E1,F1) | =G1
B |  | Discount | =XGETVALUE("Discount 10%",3) | % | =SUBTOTAL(G1:G1) | 1 | =PRODUCT(C2*E2,F2) | =G2
B |  | Waste | =XGETVALUE("Waste 5%",3) | % | =SUBTOTAL(G1:G2) | 1 | =PRODUCT(C3*E3,F3) | =G3
B | PM_32RWS_037 | MARLEY RAINWATER SOLVENT CEMENT MCS | 1 | ea | =XGETRATE("SUP1",$A4,2) | 0.055556 | =PRODUCT(C4*E4,F4) | =G4
B |  | Discount | =XGETVALUE("Discount 10%",3) | % | =SUBTOTAL(G4:G4) | 1 | =PRODUCT(C5*E5,F5) | =G5
B |  | Waste | =XGETVALUE("Waste 5%",3) | % | =SUBTOTAL(G4:G5) | 1 | =PRODUCT(C6*E6,F6) | =G6
B | Roofer | Roofer all types | 0.1 | hrs | =XGETRATE("LAB1",$A7,2) | 1 | =PRODUCT(C7*E7,F7) | =G7
B |  | Margin | =XGETVALUE("Builders margin",3) | % | =SUBTOTAL(G1:G7) | 1 | =PRODUCT(C8*E8,F8) | =G8
B |  | Refer Marley quantifying guide 1 tube WELDING SOLVENT MCS 180g per 15-20m of spouting, say 1/40 for angles/expansion jointers
I | T26.23.069 | Dropper outlet, plain, 80mm | T26.23_EavesGutter_PVC | No
B | PM_32RWS_238 | MARLEY TYPHOON GUTTER DROPPER MT11.80 | 1 | ea | =XGETRATE("SUP1",$A1,2) | 1 | =PRODUCT(C1*E1,F1) | =G1
B |  | Discount | =XGETVALUE("Discount 10%",3) | % | =SUBTOTAL(G1:G1) | 1 | =PRODUCT(C2*E2,F2) | =G2
B |  | Waste | =XGETVALUE("Waste 5%",3) | % | =SUBTOTAL(G1:G2) | 1 | =PRODUCT(C3*E3,F3) | =G3
B | PM_32RWS_037 | MARLEY RAINWATER SOLVENT CEMENT MCS | 1 | ea | =XGETRATE("SUP1",$A4,2) | 0.055556 | =PRODUCT(C4*E4,F4) | =G4
B |  | Discount | =XGETVALUE("Discount 10%",3) | % | =SUBTOTAL(G4:G4) | 1 | =PRODUCT(C5*E5,F5) | =G5
B |  | Waste | =XGETVALUE("Waste 5%",3) | % | =SUBTOTAL(G4:G5) | 1 | =PRODUCT(C6*E6,F6) | =G6
B | Roofer | Roofer all types | 0.1 | hrs | =XGETRATE("LAB1",$A7,2) | 1 | =PRODUCT(C7*E7,F7) | =G7
B |  | Margin | =XGETVALUE("Builders margin",3) | % | =SUBTOTAL(G1:G7) | 1 | =PRODUCT(C8*E8,F8) | =G8
B |  | Refer Marley quantifying guide 1 tube WELDING SOLVENT MCS 180g per 15-20m of spouting, say 1/40 for angles/expansion jointers
I | T26.23.050A | <b>Marley Stratus,</b> 116mm half round spouting, with titanium or copper hybrid-metallic finish | T26.23_EavesGutter_PVC | m
B | PM_32RWS_274 | MARLEY STRATUS TITANIUM SPOUTING 4M | 1 | lg | =XGETRATE("SUP1",$A1,2) | 0.25 | =PRODUCT(C1*E1,F1) | =G1
B |  | Discount | =XGETVALUE("Discount 10%",3) | % | =SUBTOTAL(G1:G1) | 1 | =PRODUCT(C2*E2,F2) | =G2
B |  | Waste | =XGETVALUE("Waste 5%",3) | % | =SUBTOTAL(G1:G2) | 1 | =PRODUCT(C3*E3,F3) | =G3
B | PM_32RWS_271 | MARLEY STRATUS TITANIUM SOLVENT 180G | 1 | ea | =XGETRATE("SUP1",$A4,2) | 0.055556 | =PRODUCT(C4*E4,F4) | =G4
B |  | Discount | =XGETVALUE("Discount 10%",3) | % | =SUBTOTAL(G4:G4) | 1 | =PRODUCT(C5*E5,F5) | =G5
B |  | Waste | =XGETVALUE("Waste 5%",3) | % | =SUBTOTAL(G4:G5) | 1 | =PRODUCT(C6*E6,F6) | =G6
B | PM_32RWS_289 | MARLEY STRATUS TITANIUM SPOUTING JOINER | 0.25 | ea | =XGETRATE("SUP1",$A7,2) | 1 | =PRODUCT(C7*E7,F7) | =G7
B |  | Discount | =XGETVALUE("Discount 10%",3) | % | =SUBTOTAL(G7:G7) | 1 | =PRODUCT(C8*E8,F8) | =G8
B |  | Waste | =XGETVALUE("Waste 5%",3) | % | =SUBTOTAL(G7:G8) | 1 | =PRODUCT(C9*E9,F9) | =G9
B | PM_32RWS_277 | MARLEY STRATUS TITANIUM INT BRACKET | 2 | ea | =XGETRATE("SUP1",$A10,2) | 1 | =PRODUCT(C10*E10,F10) | =G10
B |  | Discount | =XGETVALUE("Discount 10%",3) | % | =SUBTOTAL(G10:G10) | 1 | =PRODUCT(C11*E11,F11) | =G11
B |  | Waste | =XGETVALUE("Waste 5%",3) | % | =SUBTOTAL(G10:G11) | 1 | =PRODUCT(C12*E12,F12) | =G12
B | PM_41FAS_010 | MARLEY SPOUTING NAIL(150 per PKT) MCN | 6 | ea | =XGETRATE("SUP1",$A13,2) | 0.0066667 | =PRODUCT(C13*E13,F13) | =G13
B |  | Discount | =XGETVALUE("Discount 10%",3) | % | =SUBTOTAL(G13:G13) | 1 | =PRODUCT(C14*E14,F14) | =G14
B |  | Waste | =XGETVALUE("Waste 5%",3) | % | =SUBTOTAL(G13:G14) | 1 | =PRODUCT(C15*E15,F15) | =G15
B | Roofer | Roofer all types | 0.3 | hrs | =XGETRATE("LAB1",$A16,2) | 1 | =PRODUCT(C16*E16,F16) | =G16
B |  | Margin | =XGETVALUE("Builders margin",3) | % | =SUBTOTAL(G1:G16) | 1 | =PRODUCT(C17*E17,F17) | =G17
B |  | Refer Marley quantifying guide 1 tube WELDING SOLVENT MCS 180g per 15-20m of spouting, say 1/40 for angles/expansion jointers
I | T26.23.050B | External or internal angle | T26.23_EavesGutter_PVC | No
B | PM_32RWS_298 | MARLEY STRATUS TITANIUM INT ANGLE 90 | 1 | ea | =XGETRATE("SUP1",$A1,2) | 1 | =PRODUCT(C1*E1,F1) | =G1
B |  | Discount | =XGETVALUE("Discount 10%",3) | % | =SUBTOTAL(G1:G1) | 1 | =PRODUCT(C2*E2,F2) | =G2
B |  | Waste | =XGETVALUE("Waste 5%",3) | % | =SUBTOTAL(G1:G2) | 1 | =PRODUCT(C3*E3,F3) | =G3
B | PM_32RWS_271 | MARLEY STRATUS TITANIUM SOLVENT 180G | 1 | ea | =XGETRATE("SUP1",$A4,2) | 0.055556 | =PRODUCT(C4*E4,F4) | =G4
B |  | Discount | =XGETVALUE("Discount 10%",3) | % | =SUBTOTAL(G4:G4) | 1 | =PRODUCT(C5*E5,F5) | =G5
B |  | Waste | =XGETVALUE("Waste 5%",3) | % | =SUBTOTAL(G4:G5) | 1 | =PRODUCT(C6*E6,F6) | =G6
B | Roofer | Roofer all types | 0.1 | hrs | =XGETRATE("LAB1",$A7,2) | 1 | =PRODUCT(C7*E7,F7) | =G7
B |  | Margin | =XGETVALUE("Builders margin",3) | % | =SUBTOTAL(G1:G7) | 1 | =PRODUCT(C8*E8,F8) | =G8
B |  | Refer Marley quantifying guide 1 tube WELDING SOLVENT MCS 180g per 15-20m of spouting, say 1/40 for angles/expansion jointers
I | T26.23.050C | Expansion joint | T26.23_EavesGutter_PVC | No
B | PM_32RWS_292 | MARLEY STRATUS TITANIUM EXPANSION JOINER | 1 | ea | =XGETRATE("SUP1",$A1,2) | 1 | =PRODUCT(C1*E1,F1) | =G1
B |  | Discount | =XGETVALUE("Discount 10%",3) | % | =SUBTOTAL(G1:G1) | 1 | =PRODUCT(C2*E2,F2) | =G2
B |  | Waste | =XGETVALUE("Waste 5%",3) | % | =SUBTOTAL(G1:G2) | 1 | =PRODUCT(C3*E3,F3) | =G3
B | PM_32RWS_271 | MARLEY STRATUS TITANIUM SOLVENT 180G | 1 | ea | =XGETRATE("SUP1",$A4,2) | 0.055556 | =PRODUCT(C4*E4,F4) | =G4
B |  | Discount | =XGETVALUE("Discount 10%",3) | % | =SUBTOTAL(G4:G4) | 1 | =PRODUCT(C5*E5,F5) | =G5
B |  | Waste | =XGETVALUE("Waste 5%",3) | % | =SUBTOTAL(G4:G5) | 1 | =PRODUCT(C6*E6,F6) | =G6
B | Roofer | Roofer all types | 0.1 | hrs | =XGETRATE("LAB1",$A7,2) | 1 | =PRODUCT(C7*E7,F7) | =G7
B |  | Margin | =XGETVALUE("Builders margin",3) | % | =SUBTOTAL(G1:G7) | 1 | =PRODUCT(C8*E8,F8) | =G8
B |  | Refer Marley quantifying guide 1 tube WELDING SOLVENT MCS 180g per 15-20m of spouting, say 1/40 for angles/expansion jointers
I | T26.23.050D | Stop end | T26.23_EavesGutter_PVC | No
B | PM_32RWS_301 | MARLEY STRATUS TITANIUM LEFT STOP END | 1 | ea | =XGETRATE("SUP1",$A1,2) | 1 | =PRODUCT(C1*E1,F1) | =G1
B |  | Discount | =XGETVALUE("Discount 10%",3) | % | =SUBTOTAL(G1:G1) | 1 | =PRODUCT(C2*E2,F2) | =G2
B |  | Waste | =XGETVALUE("Waste 5%",3) | % | =SUBTOTAL(G1:G2) | 1 | =PRODUCT(C3*E3,F3) | =G3
B | PM_32RWS_271 | MARLEY STRATUS TITANIUM SOLVENT 180G | 1 | ea | =XGETRATE("SUP1",$A4,2) | 0.055556 | =PRODUCT(C4*E4,F4) | =G4
B |  | Discount | =XGETVALUE("Discount 10%",3) | % | =SUBTOTAL(G4:G4) | 1 | =PRODUCT(C5*E5,F5) | =G5
B |  | Waste | =XGETVALUE("Waste 5%",3) | % | =SUBTOTAL(G4:G5) | 1 | =PRODUCT(C6*E6,F6) | =G6
B | Roofer | Roofer all types | 0.1 | hrs | =XGETRATE("LAB1",$A7,2) | 1 | =PRODUCT(C7*E7,F7) | =G7
B |  | Margin | =XGETVALUE("Builders margin",3) | % | =SUBTOTAL(G1:G7) | 1 | =PRODUCT(C8*E8,F8) | =G8
B |  | Refer Marley quantifying guide 1 tube WELDING SOLVENT MCS 180g per 15-20m of spouting, say 1/40 for angles/expansion jointers
I | T26.23.050E | Dropper outlet, expansion, 80mm | T26.23_EavesGutter_PVC | No
B | PM_32RWS_283 | MARLEY STRATUS TITANIUM EXP OUTLET 80MM | 1 | ea | =XGETRATE("SUP1",$A1,2) | 1 | =PRODUCT(C1*E1,F1) | =G1
B |  | Discount | =XGETVALUE("Discount 10%",3) | % | =SUBTOTAL(G1:G1) | 1 | =PRODUCT(C2*E2,F2) | =G2
B |  | Waste | =XGETVALUE("Waste 5%",3) | % | =SUBTOTAL(G1:G2) | 1 | =PRODUCT(C3*E3,F3) | =G3
B | PM_32RWS_271 | MARLEY STRATUS TITANIUM SOLVENT 180G | 1 | ea | =XGETRATE("SUP1",$A4,2) | 0.055556 | =PRODUCT(C4*E4,F4) | =G4
B |  | Discount | =XGETVALUE("Discount 10%",3) | % | =SUBTOTAL(G4:G4) | 1 | =PRODUCT(C5*E5,F5) | =G5
B |  | Waste | =XGETVALUE("Waste 5%",3) | % | =SUBTOTAL(G4:G5) | 1 | =PRODUCT(C6*E6,F6) | =G6
B | Roofer | Roofer all types | 0.1 | hrs | =XGETRATE("LAB1",$A7,2) | 1 | =PRODUCT(C7*E7,F7) | =G7
B |  | Margin | =XGETVALUE("Builders margin",3) | % | =SUBTOTAL(G1:G7) | 1 | =PRODUCT(C8*E8,F8) | =G8
B |  | Refer Marley quantifying guide 1 tube WELDING SOLVENT MCS 180g per 15-20m of spouting, say 1/40 for angles/expansion jointers
I | T26.23.050F | Dropper outlet, plain, 80mm | T26.23_EavesGutter_PVC | No
B | PM_32RWS_286 | MARLEY STRATUS TITANIUM DROPPER 80MM | 1 | ea | =XGETRATE("SUP1",$A1,2) | 1 | =PRODUCT(C1*E1,F1) | =G1
B |  | Discount | =XGETVALUE("Discount 10%",3) | % | =SUBTOTAL(G1:G1) | 1 | =PRODUCT(C2*E2,F2) | =G2
B |  | Waste | =XGETVALUE("Waste 5%",3) | % | =SUBTOTAL(G1:G2) | 1 | =PRODUCT(C3*E3,F3) | =G3
B | PM_32RWS_271 | MARLEY STRATUS TITANIUM SOLVENT 180G | 1 | ea | =XGETRATE("SUP1",$A4,2) | 0.055556 | =PRODUCT(C4*E4,F4) | =G4
B |  | Discount | =XGETVALUE("Discount 10%",3) | % | =SUBTOTAL(G4:G4) | 1 | =PRODUCT(C5*E5,F5) | =G5
B |  | Waste | =XGETVALUE("Waste 5%",3) | % | =SUBTOTAL(G4:G5) | 1 | =PRODUCT(C6*E6,F6) | =G6
B | Roofer | Roofer all types | 0.1 | hrs | =XGETRATE("LAB1",$A7,2) | 1 | =PRODUCT(C7*E7,F7) | =G7
B |  | Margin | =XGETVALUE("Builders margin",3) | % | =SUBTOTAL(G1:G7) | 1 | =PRODUCT(C8*E8,F8) | =G8
B |  | Refer Marley quantifying guide 1 tube WELDING SOLVENT MCS 180g per 15-20m of spouting, say 1/40 for angles/expansion jointers
I | T26.23.093 | <b>Marley Magnum,</b> 170mm half round spouting | T26.23_EavesGutter_PVC | m
B | PM_32RWS_193 | MARLEY MAGNUM 4M SPOUTING GREY | 1 | lg | =XGETRATE("SUP1",$A1,2) | 0.25 | =PRODUCT(C1*E1,F1) | =G1
B |  | Discount | =XGETVALUE("Discount 10%",3) | % | =SUBTOTAL(G1:G1) | 1 | =PRODUCT(C2*E2,F2) | =G2
B |  | Waste | =XGETVALUE("Waste 5%",3) | % | =SUBTOTAL(G1:G2) | 1 | =PRODUCT(C3*E3,F3) | =G3
B | PM_32RWS_037 | MARLEY RAINWATER SOLVENT CEMENT MCS | 1 | ea | =XGETRATE("SUP1",$A4,2) | 0.055556 | =PRODUCT(C4*E4,F4) | =G4
B |  | Discount | =XGETVALUE("Discount 10%",3) | % | =SUBTOTAL(G4:G4) | 1 | =PRODUCT(C5*E5,F5) | =G5
B |  | Waste | =XGETVALUE("Waste 5%",3) | % | =SUBTOTAL(G4:G5) | 1 | =PRODUCT(C6*E6,F6) | =G6
B | PM_32RWS_202 | MARLEY MAGNUM SPOUTING JOINER | 0.25 | ea | =XGETRATE("SUP1",$A7,2) | 1 | =PRODUCT(C7*E7,F7) | =G7
B |  | Discount | =XGETVALUE("Discount 10%",3) | % | =SUBTOTAL(G7:G7) | 1 | =PRODUCT(C8*E8,F8) | =G8
B |  | Waste | =XGETVALUE("Waste 5%",3) | % | =SUBTOTAL(G7:G8) | 1 | =PRODUCT(C9*E9,F9) | =G9
B | PM_32RWS_196 | MARLEY MAGNUM EXT SPOUTING BRACKET GREY | 2 | ea | =XGETRATE("SUP1",$A10,2) | 1 | =PRODUCT(C10*E10,F10) | =G10
B |  | Discount | =XGETVALUE("Discount 10%",3) | % | =SUBTOTAL(G10:G10) | 1 | =PRODUCT(C11*E11,F11) | =G11
B |  | Waste | =XGETVALUE("Waste 5%",3) | % | =SUBTOTAL(G10:G11) | 1 | =PRODUCT(C12*E12,F12) | =G12
B | PM_41FAS_010 | MARLEY SPOUTING NAIL(150 per PKT) MCN | 6 | ea | =XGETRATE("SUP1",$A13,2) | 0.0066667 | =PRODUCT(C13*E13,F13) | =G13
B |  | Discount | =XGETVALUE("Discount 10%",3) | % | =SUBTOTAL(G13:G13) | 1 | =PRODUCT(C14*E14,F14) | =G14
B |  | Waste | =XGETVALUE("Waste 5%",3) | % | =SUBTOTAL(G13:G14) | 1 | =PRODUCT(C15*E15,F15) | =G15
B | Roofer | Roofer all types | 0.4 | hrs | =XGETRATE("LAB1",$A16,2) | 1 | =PRODUCT(C16*E16,F16) | =G16
B |  | Margin | =XGETVALUE("Builders margin",3) | % | =SUBTOTAL(G1:G16) | 1 | =PRODUCT(C17*E17,F17) | =G17
B |  | Refer Marley quantifying guide 1 tube WELDING SOLVENT MCS 180g per 15-20m of spouting, say 1/40 for angles/expansion jointers
I | T26.23.097 | External or internal angle | T26.23_EavesGutter_PVC | No
B | PM_32RWS_208 | MARLEY MAGNUM 90 DEGREE ANGLE GREY | 1 | ea | =XGETRATE("SUP1",$A1,2) | 1 | =PRODUCT(C1*E1,F1) | =G1
B |  | Discount | =XGETVALUE("Discount 10%",3) | % | =SUBTOTAL(G1:G1) | 1 | =PRODUCT(C2*E2,F2) | =G2
B |  | Waste | =XGETVALUE("Waste 5%",3) | % | =SUBTOTAL(G1:G2) | 1 | =PRODUCT(C3*E3,F3) | =G3
B | PM_32RWS_037 | MARLEY RAINWATER SOLVENT CEMENT MCS | 1 | ea | =XGETRATE("SUP1",$A4,2) | 0.055556 | =PRODUCT(C4*E4,F4) | =G4
B |  | Discount | =XGETVALUE("Discount 10%",3) | % | =SUBTOTAL(G4:G4) | 1 | =PRODUCT(C5*E5,F5) | =G5
B |  | Waste | =XGETVALUE("Waste 5%",3) | % | =SUBTOTAL(G4:G5) | 1 | =PRODUCT(C6*E6,F6) | =G6
B | Roofer | Roofer all types | 0.1 | hrs | =XGETRATE("LAB1",$A7,2) | 1 | =PRODUCT(C7*E7,F7) | =G7
B |  | Margin | =XGETVALUE("Builders margin",3) | % | =SUBTOTAL(G1:G7) | 1 | =PRODUCT(C8*E8,F8) | =G8
B |  | Refer Marley quantifying guide 1 tube WELDING SOLVENT MCS 180g per 15-20m of spouting, say 1/40 for angles/expansion jointers
I | T26.23.101 | Expansion joint | T26.23_EavesGutter_PVC | No
B | PM_32RWS_205 | MARLEY MAGNUM EXPANSION JOINER GREY | 1 | ea | =XGETRATE("SUP1",$A1,2) | 1 | =PRODUCT(C1*E1,F1) | =G1
B |  | Discount | =XGETVALUE("Discount 10%",3) | % | =SUBTOTAL(G1:G1) | 1 | =PRODUCT(C2*E2,F2) | =G2
B |  | Waste | =XGETVALUE("Waste 5%",3) | % | =SUBTOTAL(G1:G2) | 1 | =PRODUCT(C3*E3,F3) | =G3
B | PM_32RWS_037 | MARLEY RAINWATER SOLVENT CEMENT MCS | 1 | ea | =XGETRATE("SUP1",$A4,2) | 0.055556 | =PRODUCT(C4*E4,F4) | =G4
B |  | Discount | =XGETVALUE("Discount 10%",3) | % | =SUBTOTAL(G4:G4) | 1 | =PRODUCT(C5*E5,F5) | =G5
B |  | Waste | =XGETVALUE("Waste 5%",3) | % | =SUBTOTAL(G4:G5) | 1 | =PRODUCT(C6*E6,F6) | =G6
B | Roofer | Roofer all types | 0.1 | hrs | =XGETRATE("LAB1",$A7,2) | 1 | =PRODUCT(C7*E7,F7) | =G7
B |  | Margin | =XGETVALUE("Builders margin",3) | % | =SUBTOTAL(G1:G7) | 1 | =PRODUCT(C8*E8,F8) | =G8
B |  | Refer Marley quantifying guide 1 tube WELDING SOLVENT MCS 180g per 15-20m of spouting, say 1/40 for angles/expansion jointers
I | T26.23.105 | Stop end | T26.23_EavesGutter_PVC | No
B | PM_32RWS_199 | MARLEY MAGNUM UNI SPOUTING STOPEND GREY | 1 | ea | =XGETRATE("SUP1",$A1,2) | 1 | =PRODUCT(C1*E1,F1) | =G1
B |  | Discount | =XGETVALUE("Discount 10%",3) | % | =SUBTOTAL(G1:G1) | 1 | =PRODUCT(C2*E2,F2) | =G2
B |  | Waste | =XGETVALUE("Waste 5%",3) | % | =SUBTOTAL(G1:G2) | 1 | =PRODUCT(C3*E3,F3) | =G3
B | PM_32RWS_037 | MARLEY RAINWATER SOLVENT CEMENT MCS | 1 | ea | =XGETRATE("SUP1",$A4,2) | 0.055556 | =PRODUCT(C4*E4,F4) | =G4
B |  | Discount | =XGETVALUE("Discount 10%",3) | % | =SUBTOTAL(G4:G4) | 1 | =PRODUCT(C5*E5,F5) | =G5
B |  | Waste | =XGETVALUE("Waste 5%",3) | % | =SUBTOTAL(G4:G5) | 1 | =PRODUCT(C6*E6,F6) | =G6
B | Roofer | Roofer all types | 0.1 | hrs | =XGETRATE("LAB1",$A7,2) | 1 | =PRODUCT(C7*E7,F7) | =G7
B |  | Margin | =XGETVALUE("Builders margin",3) | % | =SUBTOTAL(G1:G7) | 1 | =PRODUCT(C8*E8,F8) | =G8
B |  | Refer Marley quantifying guide 1 tube WELDING SOLVENT MCS 180g per 15-20m of spouting, say 1/40 for angles/expansion jointers
I | T26.23.109 | Dropper outlet, expansion, 100mm | T26.23_EavesGutter_PVC | No
B | PM_32RWS_211 | MARLEY MAGNUM 100MM EXPANSN OUTLET GREY | 1 | ea | =XGETRATE("SUP1",$A1,2) | 1 | =PRODUCT(C1*E1,F1) | =G1
B |  | Discount | =XGETVALUE("Discount 10%",3) | % | =SUBTOTAL(G1:G1) | 1 | =PRODUCT(C2*E2,F2) | =G2
B |  | Waste | =XGETVALUE("Waste 5%",3) | % | =SUBTOTAL(G1:G2) | 1 | =PRODUCT(C3*E3,F3) | =G3
B | PM_32RWS_037 | MARLEY RAINWATER SOLVENT CEMENT MCS | 1 | ea | =XGETRATE("SUP1",$A4,2) | 0.055556 | =PRODUCT(C4*E4,F4) | =G4
B |  | Discount | =XGETVALUE("Discount 10%",3) | % | =SUBTOTAL(G4:G4) | 1 | =PRODUCT(C5*E5,F5) | =G5
B |  | Waste | =XGETVALUE("Waste 5%",3) | % | =SUBTOTAL(G4:G5) | 1 | =PRODUCT(C6*E6,F6) | =G6
B | Roofer | Roofer all types | 0.1 | hrs | =XGETRATE("LAB1",$A7,2) | 1 | =PRODUCT(C7*E7,F7) | =G7
B |  | Margin | =XGETVALUE("Builders margin",3) | % | =SUBTOTAL(G1:G7) | 1 | =PRODUCT(C8*E8,F8) | =G8
B |  | Refer Marley quantifying guide 1 tube WELDING SOLVENT MCS 180g per 15-20m of spouting, say 1/40 for angles/expansion jointers
I | T26.23.113 | Dropper outlet, plain, 100mm | T26.23_EavesGutter_PVC | No
B | PM_32RWS_214 | MARLEY MAGNUM 100MM OUTLET GREY | 1 | ea | =XGETRATE("SUP1",$A1,2) | 1 | =PRODUCT(C1*E1,F1) | =G1
B |  | Discount | =XGETVALUE("Discount 10%",3) | % | =SUBTOTAL(G1:G1) | 1 | =PRODUCT(C2*E2,F2) | =G2
B |  | Waste | =XGETVALUE("Waste 5%",3) | % | =SUBTOTAL(G1:G2) | 1 | =PRODUCT(C3*E3,F3) | =G3
B | PM_32RWS_037 | MARLEY RAINWATER SOLVENT CEMENT MCS | 1 | ea | =XGETRATE("SUP1",$A4,2) | 0.055556 | =PRODUCT(C4*E4,F4) | =G4
B |  | Discount | =XGETVALUE("Discount 10%",3) | % | =SUBTOTAL(G4:G4) | 1 | =PRODUCT(C5*E5,F5) | =G5
B |  | Waste | =XGETVALUE("Waste 5%",3) | % | =SUBTOTAL(G4:G5) | 1 | =PRODUCT(C6*E6,F6) | =G6
B | Roofer | Roofer all types | 0.1 | hrs | =XGETRATE("LAB1",$A7,2) | 1 | =PRODUCT(C7*E7,F7) | =G7
B |  | Margin | =XGETVALUE("Builders margin",3) | % | =SUBTOTAL(G1:G7) | 1 | =PRODUCT(C8*E8,F8) | =G8
B |  | Refer Marley quantifying guide 1 tube WELDING SOLVENT MCS 180g per 15-20m of spouting, say 1/40 for angles/expansion jointers
I | T26.24.001 | Downpipes: Metal | T26.24_Roof_DP_Metal
I | T26.24.005 | Rates include strap fixings or wall clips | T26.24_Roof_DP_Metal
I | T26.24.009 | <b>Round Downpipe, ZINCALUME<s>®</s>,</b> 0.55mm | T26.24_Roof_DP_Metal
I | T26.24.013 | 50mm diameter | T26.24_Roof_DP_Metal | m
B | ZC050DPRD | 50mm round tapered downpipe ZINCALUME | 1 | m | =XGETRATE("ROF",$A1,2) | 1 | =PRODUCT(C1*E1,F1) | =G1
B |  | Discount | =XGETVALUE("Discount 25%",3) | % | =SUBTOTAL(G1:G1) | 1 | =PRODUCT(C2*E2,F2) | =G2
B |  | Waste | =XGETVALUE("Waste 5%",3) | % | =SUBTOTAL(G1:G2) | 1 | =PRODUCT(C3*E3,F3) | =G3
B | ZC050DPCRD | 50mm round downpipe clip ZINCALUME | 1 | no | =XGETRATE("ROF",$A4,2) | 1 | =PRODUCT(C4*E4,F4) | =G4
B |  | Discount | =XGETVALUE("Discount 25%",3) | % | =SUBTOTAL(G4:G4) | 1 | =PRODUCT(C5*E5,F5) | =G5
B |  | Waste | =XGETVALUE("Waste 5%",3) | % | =SUBTOTAL(G4:G5) | 1 | =PRODUCT(C6*E6,F6) | =G6
B | Roofer | Roofer all types | 0.3 | hrs | =XGETRATE("LAB1",$A7,2) | 1 | =PRODUCT(C7*E7,F7) | =G7
B |  | Margin | =XGETVALUE("Builders margin",3) | % | =SUBTOTAL(G1:G7) | 1 | =PRODUCT(C8*E8,F8) | =G8
I | T26.24.017 | 63mm diameter | T26.24_Roof_DP_Metal | m
B | ZC063DPRD | 63mm round tapered downpipe ZINCALUME | 1 | m | =XGETRATE("ROF",$A1,2) | 1 | =PRODUCT(C1*E1,F1) | =G1
B |  | Discount | =XGETVALUE("Discount 25%",3) | % | =SUBTOTAL(G1:G1) | 1 | =PRODUCT(C2*E2,F2) | =G2
B |  | Waste | =XGETVALUE("Waste 5%",3) | % | =SUBTOTAL(G1:G2) | 1 | =PRODUCT(C3*E3,F3) | =G3
B | ZC063DPCRD | 63mm round downpipe clip ZINCALUME | 1 | no | =XGETRATE("ROF",$A4,2) | 1 | =PRODUCT(C4*E4,F4) | =G4
B |  | Discount | =XGETVALUE("Discount 25%",3) | % | =SUBTOTAL(G4:G4) | 1 | =PRODUCT(C5*E5,F5) | =G5
B |  | Waste | =XGETVALUE("Waste 5%",3) | % | =SUBTOTAL(G4:G5) | 1 | =PRODUCT(C6*E6,F6) | =G6
B | Roofer | Roofer all types | 0.3 | hrs | =XGETRATE("LAB1",$A7,2) | 1 | =PRODUCT(C7*E7,F7) | =G7
B |  | Margin | =XGETVALUE("Builders margin",3) | % | =SUBTOTAL(G1:G7) | 1 | =PRODUCT(C8*E8,F8) | =G8
I | T26.24.021 | 75mm diameter | T26.24_Roof_DP_Metal | m
B | ZC075DPRD | 75mm round tapered downpipe ZINCALUME | 1 | m | =XGETRATE("ROF",$A1,2) | 1 | =PRODUCT(C1*E1,F1) | =G1
B |  | Discount | =XGETVALUE("Discount 25%",3) | % | =SUBTOTAL(G1:G1) | 1 | =PRODUCT(C2*E2,F2) | =G2
B |  | Waste | =XGETVALUE("Waste 5%",3) | % | =SUBTOTAL(G1:G2) | 1 | =PRODUCT(C3*E3,F3) | =G3
B | ZC075DPCRD | 75mm round downpipe clip ZINCALUME | 1 | no | =XGETRATE("ROF",$A4,2) | 1 | =PRODUCT(C4*E4,F4) | =G4
B |  | Discount | =XGETVALUE("Discount 25%",3) | % | =SUBTOTAL(G4:G4) | 1 | =PRODUCT(C5*E5,F5) | =G5
B |  | Waste | =XGETVALUE("Waste 5%",3) | % | =SUBTOTAL(G4:G5) | 1 | =PRODUCT(C6*E6,F6) | =G6
B | Roofer | Roofer all types | 0.35 | hrs | =XGETRATE("LAB1",$A7,2) | 1 | =PRODUCT(C7*E7,F7) | =G7
B |  | Margin | =XGETVALUE("Builders margin",3) | % | =SUBTOTAL(G1:G7) | 1 | =PRODUCT(C8*E8,F8) | =G8
I | T26.24.025 | 100mm diameter | T26.24_Roof_DP_Metal | m
B | ZC100DPRD | 100mm round tapered downpipe ZINCALUME | 1 | m | =XGETRATE("ROF",$A1,2) | 1 | =PRODUCT(C1*E1,F1) | =G1
B |  | Discount | =XGETVALUE("Discount 25%",3) | % | =SUBTOTAL(G1:G1) | 1 | =PRODUCT(C2*E2,F2) | =G2
B |  | Waste | =XGETVALUE("Waste 5%",3) | % | =SUBTOTAL(G1:G2) | 1 | =PRODUCT(C3*E3,F3) | =G3
B | ZC100DPCRD | 100mm round downpipe clip ZINCALUME | 1 | no | =XGETRATE("ROF",$A4,2) | 1 | =PRODUCT(C4*E4,F4) | =G4
B |  | Discount | =XGETVALUE("Discount 25%",3) | % | =SUBTOTAL(G4:G4) | 1 | =PRODUCT(C5*E5,F5) | =G5
B |  | Waste | =XGETVALUE("Waste 5%",3) | % | =SUBTOTAL(G4:G5) | 1 | =PRODUCT(C6*E6,F6) | =G6
B | Roofer | Roofer all types | 0.35 | hrs | =XGETRATE("LAB1",$A7,2) | 1 | =PRODUCT(C7*E7,F7) | =G7
B |  | Margin | =XGETVALUE("Builders margin",3) | % | =SUBTOTAL(G1:G7) | 1 | =PRODUCT(C8*E8,F8) | =G8
I | T26.24.029 | 150mm diameter | T26.24_Roof_DP_Metal | m
B | ZC150DPRD | 150mm round tapered downpipe ZINCALUME | 1 | m | =XGETRATE("ROF",$A1,2) | 1 | =PRODUCT(C1*E1,F1) | =G1
B |  | Discount | =XGETVALUE("Discount 25%",3) | % | =SUBTOTAL(G1:G1) | 1 | =PRODUCT(C2*E2,F2) | =G2
B |  | Waste | =XGETVALUE("Waste 5%",3) | % | =SUBTOTAL(G1:G2) | 1 | =PRODUCT(C3*E3,F3) | =G3
B | ZC150DPCRD | 150mm round downpipe clip ZINCALUME | 1 | no | =XGETRATE("ROF",$A4,2) | 1 | =PRODUCT(C4*E4,F4) | =G4
B |  | Discount | =XGETVALUE("Discount 25%",3) | % | =SUBTOTAL(G4:G4) | 1 | =PRODUCT(C5*E5,F5) | =G5
B |  | Waste | =XGETVALUE("Waste 5%",3) | % | =SUBTOTAL(G4:G5) | 1 | =PRODUCT(C6*E6,F6) | =G6
B | Roofer | Roofer all types | 0.35 | hrs | =XGETRATE("LAB1",$A7,2) | 1 | =PRODUCT(C7*E7,F7) | =G7
B |  | Margin | =XGETVALUE("Builders margin",3) | % | =SUBTOTAL(G1:G7) | 1 | =PRODUCT(C8*E8,F8) | =G8
I | T26.24.033 | Offset, 300mm to 500mm, adjustable, with two bends | T26.24_Roof_DP_Metal
I | T26.24.037 | 50mm diameter | T26.24_Roof_DP_Metal | No
B | ZC050DPOA | 50mm round offset 300-500 adj ZINCALUME | 1 | no | =XGETRATE("ROF",$A1,2) | 1 | =PRODUCT(C1*E1,F1) | =G1
B |  | Discount | =XGETVALUE("Discount 25%",3) | % | =SUBTOTAL(G1:G1) | 1 | =PRODUCT(C2*E2,F2) | =G2
B |  | Waste | =XGETVALUE("Waste 5%",3) | % | =SUBTOTAL(G1:G2) | 1 | =PRODUCT(C3*E3,F3) | =G3
B | ZC050DPCRD | 50mm round downpipe clip ZINCALUME | 1 | no | =XGETRATE("ROF",$A4,2) | 1 | =PRODUCT(C4*E4,F4) | =G4
B |  | Discount | =XGETVALUE("Discount 25%",3) | % | =SUBTOTAL(G4:G4) | 1 | =PRODUCT(C5*E5,F5) | =G5
B |  | Waste | =XGETVALUE("Waste 5%",3) | % | =SUBTOTAL(G4:G5) | 1 | =PRODUCT(C6*E6,F6) | =G6
B | Roofer | Roofer all types | 0.3 | hrs | =XGETRATE("LAB1",$A7,2) | 1 | =PRODUCT(C7*E7,F7) | =G7
B |  | Margin | =XGETVALUE("Builders margin",3) | % | =SUBTOTAL(G1:G7) | 1 | =PRODUCT(C8*E8,F8) | =G8
I | T26.24.041 | 63mm diameter | T26.24_Roof_DP_Metal | No
B | ZC063DPOA | 63mm round offset 300-500 adj ZINCALUME | 1 | no | =XGETRATE("ROF",$A1,2) | 1 | =PRODUCT(C1*E1,F1) | =G1
B |  | Discount | =XGETVALUE("Discount 25%",3) | % | =SUBTOTAL(G1:G1) | 1 | =PRODUCT(C2*E2,F2) | =G2
B |  | Waste | =XGETVALUE("Waste 5%",3) | % | =SUBTOTAL(G1:G2) | 1 | =PRODUCT(C3*E3,F3) | =G3
B | ZC063DPCRD | 63mm round downpipe clip ZINCALUME | 1 | no | =XGETRATE("ROF",$A4,2) | 1 | =PRODUCT(C4*E4,F4) | =G4
B |  | Discount | =XGETVALUE("Discount 25%",3) | % | =SUBTOTAL(G4:G4) | 1 | =PRODUCT(C5*E5,F5) | =G5
B |  | Waste | =XGETVALUE("Waste 5%",3) | % | =SUBTOTAL(G4:G5) | 1 | =PRODUCT(C6*E6,F6) | =G6
B | Roofer | Roofer all types | 0.3 | hrs | =XGETRATE("LAB1",$A7,2) | 1 | =PRODUCT(C7*E7,F7) | =G7
B |  | Margin | =XGETVALUE("Builders margin",3) | % | =SUBTOTAL(G1:G7) | 1 | =PRODUCT(C8*E8,F8) | =G8
I | T26.24.045 | 75mm diameter | T26.24_Roof_DP_Metal | No
B | ZC075DPOA | 75mm round offset 300-500 adj ZINCALUME | 1 | no | =XGETRATE("ROF",$A1,2) | 1 | =PRODUCT(C1*E1,F1) | =G1
B |  | Discount | =XGETVALUE("Discount 25%",3) | % | =SUBTOTAL(G1:G1) | 1 | =PRODUCT(C2*E2,F2) | =G2
B |  | Waste | =XGETVALUE("Waste 5%",3) | % | =SUBTOTAL(G1:G2) | 1 | =PRODUCT(C3*E3,F3) | =G3
B | ZC075DPCRD | 75mm round downpipe clip ZINCALUME | 1 | no | =XGETRATE("ROF",$A4,2) | 1 | =PRODUCT(C4*E4,F4) | =G4
B |  | Discount | =XGETVALUE("Discount 25%",3) | % | =SUBTOTAL(G4:G4) | 1 | =PRODUCT(C5*E5,F5) | =G5
B |  | Waste | =XGETVALUE("Waste 5%",3) | % | =SUBTOTAL(G4:G5) | 1 | =PRODUCT(C6*E6,F6) | =G6
B | Roofer | Roofer all types | 0.35 | hrs | =XGETRATE("LAB1",$A7,2) | 1 | =PRODUCT(C7*E7,F7) | =G7
B |  | Margin | =XGETVALUE("Builders margin",3) | % | =SUBTOTAL(G1:G7) | 1 | =PRODUCT(C8*E8,F8) | =G8
I | T26.24.049 | 100mm diameter | T26.24_Roof_DP_Metal | No
B | ZC100DPOA | 100mm round offset 300-500 adj ZINCALUME | 1 | no | =XGETRATE("ROF",$A1,2) | 1 | =PRODUCT(C1*E1,F1) | =G1
B |  | Discount | =XGETVALUE("Discount 25%",3) | % | =SUBTOTAL(G1:G1) | 1 | =PRODUCT(C2*E2,F2) | =G2
B |  | Waste | =XGETVALUE("Waste 5%",3) | % | =SUBTOTAL(G1:G2) | 1 | =PRODUCT(C3*E3,F3) | =G3
B | ZC100DPCRD | 100mm round downpipe clip ZINCALUME | 1 | no | =XGETRATE("ROF",$A4,2) | 1 | =PRODUCT(C4*E4,F4) | =G4
B |  | Discount | =XGETVALUE("Discount 25%",3) | % | =SUBTOTAL(G4:G4) | 1 | =PRODUCT(C5*E5,F5) | =G5
B |  | Waste | =XGETVALUE("Waste 5%",3) | % | =SUBTOTAL(G4:G5) | 1 | =PRODUCT(C6*E6,F6) | =G6
B | Roofer | Roofer all types | 0.35 | hrs | =XGETRATE("LAB1",$A7,2) | 1 | =PRODUCT(C7*E7,F7) | =G7
B |  | Margin | =XGETVALUE("Builders margin",3) | % | =SUBTOTAL(G1:G7) | 1 | =PRODUCT(C8*E8,F8) | =G8
I | T26.24.053 | 150mm diameter | T26.24_Roof_DP_Metal | No
B | ZC150DPOA | 150mm round offset 300-500 adj ZINCALUME | 1 | no | =XGETRATE("ROF",$A1,2) | 1 | =PRODUCT(C1*E1,F1) | =G1
B |  | Discount | =XGETVALUE("Discount 25%",3) | % | =SUBTOTAL(G1:G1) | 1 | =PRODUCT(C2*E2,F2) | =G2
B |  | Waste | =XGETVALUE("Waste 5%",3) | % | =SUBTOTAL(G1:G2) | 1 | =PRODUCT(C3*E3,F3) | =G3
B | ZC150DPCRD | 150mm round downpipe clip ZINCALUME | 1 | no | =XGETRATE("ROF",$A4,2) | 1 | =PRODUCT(C4*E4,F4) | =G4
B |  | Discount | =XGETVALUE("Discount 25%",3) | % | =SUBTOTAL(G4:G4) | 1 | =PRODUCT(C5*E5,F5) | =G5
B |  | Waste | =XGETVALUE("Waste 5%",3) | % | =SUBTOTAL(G4:G5) | 1 | =PRODUCT(C6*E6,F6) | =G6
B | Roofer | Roofer all types | 0.35 | hrs | =XGETRATE("LAB1",$A7,2) | 1 | =PRODUCT(C7*E7,F7) | =G7
B |  | Margin | =XGETVALUE("Builders margin",3) | % | =SUBTOTAL(G1:G7) | 1 | =PRODUCT(C8*E8,F8) | =G8
I | T26.24.057 | Offset, 500mm to 750mm, adjustable, with two bends | T26.24_Roof_DP_Metal
I | T26.24.061 | 50mm diameter | T26.24_Roof_DP_Metal | No
B | ZC050DPLOA | 50mm round offset 500-750 adj ZINCALUME | 1 | no | =XGETRATE("ROF",$A1,2) | 1 | =PRODUCT(C1*E1,F1) | =G1
B |  | Discount | =XGETVALUE("Discount 25%",3) | % | =SUBTOTAL(G1:G1) | 1 | =PRODUCT(C2*E2,F2) | =G2
B |  | Waste | =XGETVALUE("Waste 5%",3) | % | =SUBTOTAL(G1:G2) | 1 | =PRODUCT(C3*E3,F3) | =G3
B | ZC050DPCRD | 50mm round downpipe clip ZINCALUME | 1 | no | =XGETRATE("ROF",$A4,2) | 1 | =PRODUCT(C4*E4,F4) | =G4
B |  | Discount | =XGETVALUE("Discount 25%",3) | % | =SUBTOTAL(G4:G4) | 1 | =PRODUCT(C5*E5,F5) | =G5
B |  | Waste | =XGETVALUE("Waste 5%",3) | % | =SUBTOTAL(G4:G5) | 1 | =PRODUCT(C6*E6,F6) | =G6
B | Roofer | Roofer all types | 0.3 | hrs | =XGETRATE("LAB1",$A7,2) | 1 | =PRODUCT(C7*E7,F7) | =G7
B |  | Margin | =XGETVALUE("Builders margin",3) | % | =SUBTOTAL(G1:G7) | 1 | =PRODUCT(C8*E8,F8) | =G8
I | T26.24.065 | 63mm diameter | T26.24_Roof_DP_Metal | No
B | ZC063DPLOA | 63mm round offset 500-750 adj ZINCALUME | 1 | no | =XGETRATE("ROF",$A1,2) | 1 | =PRODUCT(C1*E1,F1) | =G1
B |  | Discount | =XGETVALUE("Discount 25%",3) | % | =SUBTOTAL(G1:G1) | 1 | =PRODUCT(C2*E2,F2) | =G2
B |  | Waste | =XGETVALUE("Waste 5%",3) | % | =SUBTOTAL(G1:G2) | 1 | =PRODUCT(C3*E3,F3) | =G3
B | ZC063DPCRD | 63mm round downpipe clip ZINCALUME | 1 | no | =XGETRATE("ROF",$A4,2) | 1 | =PRODUCT(C4*E4,F4) | =G4
B |  | Discount | =XGETVALUE("Discount 25%",3) | % | =SUBTOTAL(G4:G4) | 1 | =PRODUCT(C5*E5,F5) | =G5
B |  | Waste | =XGETVALUE("Waste 5%",3) | % | =SUBTOTAL(G4:G5) | 1 | =PRODUCT(C6*E6,F6) | =G6
B | Roofer | Roofer all types | 0.3 | hrs | =XGETRATE("LAB1",$A7,2) | 1 | =PRODUCT(C7*E7,F7) | =G7
B |  | Margin | =XGETVALUE("Builders margin",3) | % | =SUBTOTAL(G1:G7) | 1 | =PRODUCT(C8*E8,F8) | =G8
I | T26.24.069 | 75mm diameter | T26.24_Roof_DP_Metal | No
B | ZC075DPLOA | 75mm round offset 500-750 adj ZINCALUME | 1 | no | =XGETRATE("ROF",$A1,2) | 1 | =PRODUCT(C1*E1,F1) | =G1
B |  | Discount | =XGETVALUE("Discount 25%",3) | % | =SUBTOTAL(G1:G1) | 1 | =PRODUCT(C2*E2,F2) | =G2
B |  | Waste | =XGETVALUE("Waste 5%",3) | % | =SUBTOTAL(G1:G2) | 1 | =PRODUCT(C3*E3,F3) | =G3
B | ZC075DPCRD | 75mm round downpipe clip ZINCALUME | 1 | no | =XGETRATE("ROF",$A4,2) | 1 | =PRODUCT(C4*E4,F4) | =G4
B |  | Discount | =XGETVALUE("Discount 25%",3) | % | =SUBTOTAL(G4:G4) | 1 | =PRODUCT(C5*E5,F5) | =G5
B |  | Waste | =XGETVALUE("Waste 5%",3) | % | =SUBTOTAL(G4:G5) | 1 | =PRODUCT(C6*E6,F6) | =G6
B | Roofer | Roofer all types | 0.35 | hrs | =XGETRATE("LAB1",$A7,2) | 1 | =PRODUCT(C7*E7,F7) | =G7
B |  | Margin | =XGETVALUE("Builders margin",3) | % | =SUBTOTAL(G1:G7) | 1 | =PRODUCT(C8*E8,F8) | =G8
I | T26.24.073 | 100mm diameter | T26.24_Roof_DP_Metal | No
B | ZC100DPLOA | 100mm round offset 500-750 adj ZINCALUME | 1 | no | =XGETRATE("ROF",$A1,2) | 1 | =PRODUCT(C1*E1,F1) | =G1
B |  | Discount | =XGETVALUE("Discount 25%",3) | % | =SUBTOTAL(G1:G1) | 1 | =PRODUCT(C2*E2,F2) | =G2
B |  | Waste | =XGETVALUE("Waste 5%",3) | % | =SUBTOTAL(G1:G2) | 1 | =PRODUCT(C3*E3,F3) | =G3
B | ZC100DPCRD | 100mm round downpipe clip ZINCALUME | 1 | no | =XGETRATE("ROF",$A4,2) | 1 | =PRODUCT(C4*E4,F4) | =G4
B |  | Discount | =XGETVALUE("Discount 25%",3) | % | =SUBTOTAL(G4:G4) | 1 | =PRODUCT(C5*E5,F5) | =G5
B |  | Waste | =XGETVALUE("Waste 5%",3) | % | =SUBTOTAL(G4:G5) | 1 | =PRODUCT(C6*E6,F6) | =G6
B | Roofer | Roofer all types | 0.35 | hrs | =XGETRATE("LAB1",$A7,2) | 1 | =PRODUCT(C7*E7,F7) | =G7
B |  | Margin | =XGETVALUE("Builders margin",3) | % | =SUBTOTAL(G1:G7) | 1 | =PRODUCT(C8*E8,F8) | =G8
I | T26.24.077 | 150mm diameter | T26.24_Roof_DP_Metal | No
B | ZC150DPLOA | 150mm round offset 500-750 adj ZINCALUME | 1 | no | =XGETRATE("ROF",$A1,2) | 1 | =PRODUCT(C1*E1,F1) | =G1
B |  | Discount | =XGETVALUE("Discount 25%",3) | % | =SUBTOTAL(G1:G1) | 1 | =PRODUCT(C2*E2,F2) | =G2
B |  | Waste | =XGETVALUE("Waste 5%",3) | % | =SUBTOTAL(G1:G2) | 1 | =PRODUCT(C3*E3,F3) | =G3
B | ZC150DPCRD | 150mm round downpipe clip ZINCALUME | 1 | no | =XGETRATE("ROF",$A4,2) | 1 | =PRODUCT(C4*E4,F4) | =G4
B |  | Discount | =XGETVALUE("Discount 25%",3) | % | =SUBTOTAL(G4:G4) | 1 | =PRODUCT(C5*E5,F5) | =G5
B |  | Waste | =XGETVALUE("Waste 5%",3) | % | =SUBTOTAL(G4:G5) | 1 | =PRODUCT(C6*E6,F6) | =G6
B | Roofer | Roofer all types | 0.35 | hrs | =XGETRATE("LAB1",$A7,2) | 1 | =PRODUCT(C7*E7,F7) | =G7
B |  | Margin | =XGETVALUE("Builders margin",3) | % | =SUBTOTAL(G1:G7) | 1 | =PRODUCT(C8*E8,F8) | =G8
I | T26.24.081 | <b>Round Downpipe, Prefinished Steel,</b> 0.55mm | T26.24_Roof_DP_Metal
I | T26.24.085 | 50mm diameter | T26.24_Roof_DP_Metal | m
B | CS050DPRD | 50mm round tapered downpipe COLOURED STEEL | 1 | m | =XGETRATE("ROF",$A1,2) | 1 | =PRODUCT(C1*E1,F1) | =G1
B |  | Discount | =XGETVALUE("Discount 25%",3) | % | =SUBTOTAL(G1:G1) | 1 | =PRODUCT(C2*E2,F2) | =G2
B |  | Waste | =XGETVALUE("Waste 5%",3) | % | =SUBTOTAL(G1:G2) | 1 | =PRODUCT(C3*E3,F3) | =G3
B | CS050DPCRD | 50mm round downpipe clip COLOURED STEEL | 1 | no | =XGETRATE("ROF",$A4,2) | 1 | =PRODUCT(C4*E4,F4) | =G4
B |  | Discount | =XGETVALUE("Discount 25%",3) | % | =SUBTOTAL(G4:G4) | 1 | =PRODUCT(C5*E5,F5) | =G5
B |  | Waste | =XGETVALUE("Waste 5%",3) | % | =SUBTOTAL(G4:G5) | 1 | =PRODUCT(C6*E6,F6) | =G6
B | Roofer | Roofer all types | 0.3 | hrs | =XGETRATE("LAB1",$A7,2) | 1 | =PRODUCT(C7*E7,F7) | =G7
B |  | Margin | =XGETVALUE("Builders margin",3) | % | =SUBTOTAL(G1:G7) | 1 | =PRODUCT(C8*E8,F8) | =G8
I | T26.24.089 | 63mm diameter | T26.24_Roof_DP_Metal | m
B | CS063DPRD | 63mm round tapered downpipe COLOURED STEEL | 1 | m | =XGETRATE("ROF",$A1,2) | 1 | =PRODUCT(C1*E1,F1) | =G1
B |  | Discount | =XGETVALUE("Discount 25%",3) | % | =SUBTOTAL(G1:G1) | 1 | =PRODUCT(C2*E2,F2) | =G2
B |  | Waste | =XGETVALUE("Waste 5%",3) | % | =SUBTOTAL(G1:G2) | 1 | =PRODUCT(C3*E3,F3) | =G3
B | CS063DPCRD | 63mm round downpipe clip COLOURED STEEL | 1 | no | =XGETRATE("ROF",$A4,2) | 1 | =PRODUCT(C4*E4,F4) | =G4
B |  | Discount | =XGETVALUE("Discount 25%",3) | % | =SUBTOTAL(G4:G4) | 1 | =PRODUCT(C5*E5,F5) | =G5
B |  | Waste | =XGETVALUE("Waste 5%",3) | % | =SUBTOTAL(G4:G5) | 1 | =PRODUCT(C6*E6,F6) | =G6
B | Roofer | Roofer all types | 0.3 | hrs | =XGETRATE("LAB1",$A7,2) | 1 | =PRODUCT(C7*E7,F7) | =G7
B |  | Margin | =XGETVALUE("Builders margin",3) | % | =SUBTOTAL(G1:G7) | 1 | =PRODUCT(C8*E8,F8) | =G8
I | T26.24.093 | 75mm diameter | T26.24_Roof_DP_Metal | m
B | CS075DPRD | 75mm round tapered downpipe COLOURED STEEL | 1 | m | =XGETRATE("ROF",$A1,2) | 1 | =PRODUCT(C1*E1,F1) | =G1
B |  | Discount | =XGETVALUE("Discount 25%",3) | % | =SUBTOTAL(G1:G1) | 1 | =PRODUCT(C2*E2,F2) | =G2
B |  | Waste | =XGETVALUE("Waste 5%",3) | % | =SUBTOTAL(G1:G2) | 1 | =PRODUCT(C3*E3,F3) | =G3
B | CS075DPCRD | 75mm round downpipe clip COLOURED STEEL | 1 | no | =XGETRATE("ROF",$A4,2) | 1 | =PRODUCT(C4*E4,F4) | =G4
B |  | Discount | =XGETVALUE("Discount 25%",3) | % | =SUBTOTAL(G4:G4) | 1 | =PRODUCT(C5*E5,F5) | =G5
B |  | Waste | =XGETVALUE("Waste 5%",3) | % | =SUBTOTAL(G4:G5) | 1 | =PRODUCT(C6*E6,F6) | =G6
B | Roofer | Roofer all types | 0.35 | hrs | =XGETRATE("LAB1",$A7,2) | 1 | =PRODUCT(C7*E7,F7) | =G7
B |  | Margin | =XGETVALUE("Builders margin",3) | % | =SUBTOTAL(G1:G7) | 1 | =PRODUCT(C8*E8,F8) | =G8
I | T26.24.097 | 100mm diameter | T26.24_Roof_DP_Metal | m
B | CS100DPRD | 100mm round tapered downpipe COLOURED STEEL | 1 | m | =XGETRATE("ROF",$A1,2) | 1 | =PRODUCT(C1*E1,F1) | =G1
B |  | Discount | =XGETVALUE("Discount 25%",3) | % | =SUBTOTAL(G1:G1) | 1 | =PRODUCT(C2*E2,F2) | =G2
B |  | Waste | =XGETVALUE("Waste 5%",3) | % | =SUBTOTAL(G1:G2) | 1 | =PRODUCT(C3*E3,F3) | =G3
B | CS100DPCRD | 100mm round downpipe clip COLOURED STEEL | 1 | no | =XGETRATE("ROF",$A4,2) | 1 | =PRODUCT(C4*E4,F4) | =G4
B |  | Discount | =XGETVALUE("Discount 25%",3) | % | =SUBTOTAL(G4:G4) | 1 | =PRODUCT(C5*E5,F5) | =G5
B |  | Waste | =XGETVALUE("Waste 5%",3) | % | =SUBTOTAL(G4:G5) | 1 | =PRODUCT(C6*E6,F6) | =G6
B | Roofer | Roofer all types | 0.35 | hrs | =XGETRATE("LAB1",$A7,2) | 1 | =PRODUCT(C7*E7,F7) | =G7
B |  | Margin | =XGETVALUE("Builders margin",3) | % | =SUBTOTAL(G1:G7) | 1 | =PRODUCT(C8*E8,F8) | =G8
I | T26.24.101 | 150mm diameter | T26.24_Roof_DP_Metal | m
B | CS150DPRD | 150mm round tapered downpipe COLOURED STEEL | 1 | m | =XGETRATE("ROF",$A1,2) | 1 | =PRODUCT(C1*E1,F1) | =G1
B |  | Discount | =XGETVALUE("Discount 25%",3) | % | =SUBTOTAL(G1:G1) | 1 | =PRODUCT(C2*E2,F2) | =G2
B |  | Waste | =XGETVALUE("Waste 5%",3) | % | =SUBTOTAL(G1:G2) | 1 | =PRODUCT(C3*E3,F3) | =G3
B | CS150DPCRD | 150mm round downpipe clip COLOURED STEEL | 1 | no | =XGETRATE("ROF",$A4,2) | 1 | =PRODUCT(C4*E4,F4) | =G4
B |  | Discount | =XGETVALUE("Discount 25%",3) | % | =SUBTOTAL(G4:G4) | 1 | =PRODUCT(C5*E5,F5) | =G5
B |  | Waste | =XGETVALUE("Waste 5%",3) | % | =SUBTOTAL(G4:G5) | 1 | =PRODUCT(C6*E6,F6) | =G6
B | Roofer | Roofer all types | 0.35 | hrs | =XGETRATE("LAB1",$A7,2) | 1 | =PRODUCT(C7*E7,F7) | =G7
B |  | Margin | =XGETVALUE("Builders margin",3) | % | =SUBTOTAL(G1:G7) | 1 | =PRODUCT(C8*E8,F8) | =G8
I | T26.24.105 | Offsets to prefinished steel downpipes, refer to rates for ZINCALUME<s>®</s> offsets above | T26.24_Roof_DP_Metal
I | T26.24.109 | <b>Round Downpipe, Copper,</b> 0.5mm | T26.24_Roof_DP_Metal
I | T26.24.113 | 50mm diameter | T26.24_Roof_DP_Metal | m
B | CU050DPRD | 50mm round tapered downpipe COPPER | 1 | m | =XGETRATE("ROF",$A1,2) | 1 | =PRODUCT(C1*E1,F1) | =G1
B |  | Discount | =XGETVALUE("Discount 25%",3) | % | =SUBTOTAL(G1:G1) | 1 | =PRODUCT(C2*E2,F2) | =G2
B |  | Waste | =XGETVALUE("Waste 5%",3) | % | =SUBTOTAL(G1:G2) | 1 | =PRODUCT(C3*E3,F3) | =G3
B | CU050DPCRD | 50mm round downpipe clip COPPER | 1 | no | =XGETRATE("ROF",$A4,2) | 1 | =PRODUCT(C4*E4,F4) | =G4
B |  | Discount | =XGETVALUE("Discount 25%",3) | % | =SUBTOTAL(G4:G4) | 1 | =PRODUCT(C5*E5,F5) | =G5
B |  | Waste | =XGETVALUE("Waste 5%",3) | % | =SUBTOTAL(G4:G5) | 1 | =PRODUCT(C6*E6,F6) | =G6
B | Roofer | Roofer all types | 0.3 | hrs | =XGETRATE("LAB1",$A7,2) | 1 | =PRODUCT(C7*E7,F7) | =G7
B |  | Margin | =XGETVALUE("Builders margin",3) | % | =SUBTOTAL(G1:G7) | 1 | =PRODUCT(C8*E8,F8) | =G8
I | T26.24.117 | 63mm diameter | T26.24_Roof_DP_Metal | m
B | CU063DPRD | 63mm round tapered downpipe COPPER | 1 | m | =XGETRATE("ROF",$A1,2) | 1 | =PRODUCT(C1*E1,F1) | =G1
B |  | Discount | =XGETVALUE("Discount 25%",3) | % | =SUBTOTAL(G1:G1) | 1 | =PRODUCT(C2*E2,F2) | =G2
B |  | Waste | =XGETVALUE("Waste 5%",3) | % | =SUBTOTAL(G1:G2) | 1 | =PRODUCT(C3*E3,F3) | =G3
B | CU063DPCRD | 63mm round downpipe clip COPPER | 1 | no | =XGETRATE("ROF",$A4,2) | 1 | =PRODUCT(C4*E4,F4) | =G4
B |  | Discount | =XGETVALUE("Discount 25%",3) | % | =SUBTOTAL(G4:G4) | 1 | =PRODUCT(C5*E5,F5) | =G5
B |  | Waste | =XGETVALUE("Waste 5%",3) | % | =SUBTOTAL(G4:G5) | 1 | =PRODUCT(C6*E6,F6) | =G6
B | Roofer | Roofer all types | 0.3 | hrs | =XGETRATE("LAB1",$A7,2) | 1 | =PRODUCT(C7*E7,F7) | =G7
B |  | Margin | =XGETVALUE("Builders margin",3) | % | =SUBTOTAL(G1:G7) | 1 | =PRODUCT(C8*E8,F8) | =G8
I | T26.24.121 | 75mm diameter | T26.24_Roof_DP_Metal | m
B | CU075DPRD | 75mm round tapered downpipe COPPER | 1 | m | =XGETRATE("ROF",$A1,2) | 1 | =PRODUCT(C1*E1,F1) | =G1
B |  | Discount | =XGETVALUE("Discount 25%",3) | % | =SUBTOTAL(G1:G1) | 1 | =PRODUCT(C2*E2,F2) | =G2
B |  | Waste | =XGETVALUE("Waste 5%",3) | % | =SUBTOTAL(G1:G2) | 1 | =PRODUCT(C3*E3,F3) | =G3
B | CU075DPCRD | 75mm round downpipe clip COPPER | 1 | no | =XGETRATE("ROF",$A4,2) | 1 | =PRODUCT(C4*E4,F4) | =G4
B |  | Discount | =XGETVALUE("Discount 25%",3) | % | =SUBTOTAL(G4:G4) | 1 | =PRODUCT(C5*E5,F5) | =G5
B |  | Waste | =XGETVALUE("Waste 5%",3) | % | =SUBTOTAL(G4:G5) | 1 | =PRODUCT(C6*E6,F6) | =G6
B | Roofer | Roofer all types | 0.35 | hrs | =XGETRATE("LAB1",$A7,2) | 1 | =PRODUCT(C7*E7,F7) | =G7
B |  | Margin | =XGETVALUE("Builders margin",3) | % | =SUBTOTAL(G1:G7) | 1 | =PRODUCT(C8*E8,F8) | =G8
I | T26.24.125 | 100mm diameter | T26.24_Roof_DP_Metal | m
B | CU100DPRD | 100mm round tapered downpipe COPPER | 1 | m | =XGETRATE("ROF",$A1,2) | 1 | =PRODUCT(C1*E1,F1) | =G1
B |  | Discount | =XGETVALUE("Discount 25%",3) | % | =SUBTOTAL(G1:G1) | 1 | =PRODUCT(C2*E2,F2) | =G2
B |  | Waste | =XGETVALUE("Waste 5%",3) | % | =SUBTOTAL(G1:G2) | 1 | =PRODUCT(C3*E3,F3) | =G3
B | CU100DPCRD | 100mm round downpipe clip COPPER | 1 | no | =XGETRATE("ROF",$A4,2) | 1 | =PRODUCT(C4*E4,F4) | =G4
B |  | Discount | =XGETVALUE("Discount 25%",3) | % | =SUBTOTAL(G4:G4) | 1 | =PRODUCT(C5*E5,F5) | =G5
B |  | Waste | =XGETVALUE("Waste 5%",3) | % | =SUBTOTAL(G4:G5) | 1 | =PRODUCT(C6*E6,F6) | =G6
B | Roofer | Roofer all types | 0.35 | hrs | =XGETRATE("LAB1",$A7,2) | 1 | =PRODUCT(C7*E7,F7) | =G7
B |  | Margin | =XGETVALUE("Builders margin",3) | % | =SUBTOTAL(G1:G7) | 1 | =PRODUCT(C8*E8,F8) | =G8
I | T26.24.129 | 150mm diameter | T26.24_Roof_DP_Metal | m
B | CU150DPRD | 150mm round tapered downpipe COPPER | 1 | m | =XGETRATE("ROF",$A1,2) | 1 | =PRODUCT(C1*E1,F1) | =G1
B |  | Discount | =XGETVALUE("Discount 25%",3) | % | =SUBTOTAL(G1:G1) | 1 | =PRODUCT(C2*E2,F2) | =G2
B |  | Waste | =XGETVALUE("Waste 5%",3) | % | =SUBTOTAL(G1:G2) | 1 | =PRODUCT(C3*E3,F3) | =G3
B | CU150DPCRD | 150mm round downpipe clip COPPER | 1 | no | =XGETRATE("ROF",$A4,2) | 1 | =PRODUCT(C4*E4,F4) | =G4
B |  | Discount | =XGETVALUE("Discount 25%",3) | % | =SUBTOTAL(G4:G4) | 1 | =PRODUCT(C5*E5,F5) | =G5
B |  | Waste | =XGETVALUE("Waste 5%",3) | % | =SUBTOTAL(G4:G5) | 1 | =PRODUCT(C6*E6,F6) | =G6
B | Roofer | Roofer all types | 0.35 | hrs | =XGETRATE("LAB1",$A7,2) | 1 | =PRODUCT(C7*E7,F7) | =G7
B |  | Margin | =XGETVALUE("Builders margin",3) | % | =SUBTOTAL(G1:G7) | 1 | =PRODUCT(C8*E8,F8) | =G8
I | T26.24.133 | Offset, 300mm to 500mm, adjustable, with two bends | T26.24_Roof_DP_Metal
I | T26.24.137 | 50mm diameter | T26.24_Roof_DP_Metal | No
B | CU050DPOA | 50mm round offset 300-500 adj COPPER | 1 | no | =XGETRATE("ROF",$A1,2) | 1 | =PRODUCT(C1*E1,F1) | =G1
B |  | Discount | =XGETVALUE("Discount 25%",3) | % | =SUBTOTAL(G1:G1) | 1 | =PRODUCT(C2*E2,F2) | =G2
B |  | Waste | =XGETVALUE("Waste 5%",3) | % | =SUBTOTAL(G1:G2) | 1 | =PRODUCT(C3*E3,F3) | =G3
B | CU050DPCRD | 50mm round downpipe clip COPPER | 1 | no | =XGETRATE("ROF",$A4,2) | 1 | =PRODUCT(C4*E4,F4) | =G4
B |  | Discount | =XGETVALUE("Discount 25%",3) | % | =SUBTOTAL(G4:G4) | 1 | =PRODUCT(C5*E5,F5) | =G5
B |  | Waste | =XGETVALUE("Waste 5%",3) | % | =SUBTOTAL(G4:G5) | 1 | =PRODUCT(C6*E6,F6) | =G6
B | Roofer | Roofer all types | 0.3 | hrs | =XGETRATE("LAB1",$A7,2) | 1 | =PRODUCT(C7*E7,F7) | =G7
B |  | Margin | =XGETVALUE("Builders margin",3) | % | =SUBTOTAL(G1:G7) | 1 | =PRODUCT(C8*E8,F8) | =G8
I | T26.24.141 | 63mm diameter | T26.24_Roof_DP_Metal | No
B | CU063DPOA | 63mm round offset 300-500 adj COPPER | 1 | no | =XGETRATE("ROF",$A1,2) | 1 | =PRODUCT(C1*E1,F1) | =G1
B |  | Discount | =XGETVALUE("Discount 25%",3) | % | =SUBTOTAL(G1:G1) | 1 | =PRODUCT(C2*E2,F2) | =G2
B |  | Waste | =XGETVALUE("Waste 5%",3) | % | =SUBTOTAL(G1:G2) | 1 | =PRODUCT(C3*E3,F3) | =G3
B | CU063DPCRD | 63mm round downpipe clip COPPER | 1 | no | =XGETRATE("ROF",$A4,2) | 1 | =PRODUCT(C4*E4,F4) | =G4
B |  | Discount | =XGETVALUE("Discount 25%",3) | % | =SUBTOTAL(G4:G4) | 1 | =PRODUCT(C5*E5,F5) | =G5
B |  | Waste | =XGETVALUE("Waste 5%",3) | % | =SUBTOTAL(G4:G5) | 1 | =PRODUCT(C6*E6,F6) | =G6
B | Roofer | Roofer all types | 0.3 | hrs | =XGETRATE("LAB1",$A7,2) | 1 | =PRODUCT(C7*E7,F7) | =G7
B |  | Margin | =XGETVALUE("Builders margin",3) | % | =SUBTOTAL(G1:G7) | 1 | =PRODUCT(C8*E8,F8) | =G8
I | T26.24.145 | 75mm diameter | T26.24_Roof_DP_Metal | No
B | CU075DPOA | 75mm round offset 300-500 adj COPPER | 1 | no | =XGETRATE("ROF",$A1,2) | 1 | =PRODUCT(C1*E1,F1) | =G1
B |  | Discount | =XGETVALUE("Discount 25%",3) | % | =SUBTOTAL(G1:G1) | 1 | =PRODUCT(C2*E2,F2) | =G2
B |  | Waste | =XGETVALUE("Waste 5%",3) | % | =SUBTOTAL(G1:G2) | 1 | =PRODUCT(C3*E3,F3) | =G3
B | CU075DPCRD | 75mm round downpipe clip COPPER | 1 | no | =XGETRATE("ROF",$A4,2) | 1 | =PRODUCT(C4*E4,F4) | =G4
B |  | Discount | =XGETVALUE("Discount 25%",3) | % | =SUBTOTAL(G4:G4) | 1 | =PRODUCT(C5*E5,F5) | =G5
B |  | Waste | =XGETVALUE("Waste 5%",3) | % | =SUBTOTAL(G4:G5) | 1 | =PRODUCT(C6*E6,F6) | =G6
B | Roofer | Roofer all types | 0.35 | hrs | =XGETRATE("LAB1",$A7,2) | 1 | =PRODUCT(C7*E7,F7) | =G7
B |  | Margin | =XGETVALUE("Builders margin",3) | % | =SUBTOTAL(G1:G7) | 1 | =PRODUCT(C8*E8,F8) | =G8
I | T26.24.149 | 100mm diameter | T26.24_Roof_DP_Metal | No
B | CU100DPOA | 100mm round offset 300-500 adj COPPER | 1 | no | =XGETRATE("ROF",$A1,2) | 1 | =PRODUCT(C1*E1,F1) | =G1
B |  | Discount | =XGETVALUE("Discount 25%",3) | % | =SUBTOTAL(G1:G1) | 1 | =PRODUCT(C2*E2,F2) | =G2
B |  | Waste | =XGETVALUE("Waste 5%",3) | % | =SUBTOTAL(G1:G2) | 1 | =PRODUCT(C3*E3,F3) | =G3
B | CU100DPCRD | 100mm round downpipe clip COPPER | 1 | no | =XGETRATE("ROF",$A4,2) | 1 | =PRODUCT(C4*E4,F4) | =G4
B |  | Discount | =XGETVALUE("Discount 25%",3) | % | =SUBTOTAL(G4:G4) | 1 | =PRODUCT(C5*E5,F5) | =G5
B |  | Waste | =XGETVALUE("Waste 5%",3) | % | =SUBTOTAL(G4:G5) | 1 | =PRODUCT(C6*E6,F6) | =G6
B | Roofer | Roofer all types | 0.35 | hrs | =XGETRATE("LAB1",$A7,2) | 1 | =PRODUCT(C7*E7,F7) | =G7
B |  | Margin | =XGETVALUE("Builders margin",3) | % | =SUBTOTAL(G1:G7) | 1 | =PRODUCT(C8*E8,F8) | =G8
I | T26.24.153 | 150mm diameter | T26.24_Roof_DP_Metal | No
B | CU150DPOA | 150mm round offset 300-500 adj COPPER | 1 | no | =XGETRATE("ROF",$A1,2) | 1 | =PRODUCT(C1*E1,F1) | =G1
B |  | Discount | =XGETVALUE("Discount 25%",3) | % | =SUBTOTAL(G1:G1) | 1 | =PRODUCT(C2*E2,F2) | =G2
B |  | Waste | =XGETVALUE("Waste 5%",3) | % | =SUBTOTAL(G1:G2) | 1 | =PRODUCT(C3*E3,F3) | =G3
B | CU150DPCRD | 150mm round downpipe clip COPPER | 1 | no | =XGETRATE("ROF",$A4,2) | 1 | =PRODUCT(C4*E4,F4) | =G4
B |  | Discount | =XGETVALUE("Discount 25%",3) | % | =SUBTOTAL(G4:G4) | 1 | =PRODUCT(C5*E5,F5) | =G5
B |  | Waste | =XGETVALUE("Waste 5%",3) | % | =SUBTOTAL(G4:G5) | 1 | =PRODUCT(C6*E6,F6) | =G6
B | Roofer | Roofer all types | 0.35 | hrs | =XGETRATE("LAB1",$A7,2) | 1 | =PRODUCT(C7*E7,F7) | =G7
B |  | Margin | =XGETVALUE("Builders margin",3) | % | =SUBTOTAL(G1:G7) | 1 | =PRODUCT(C8*E8,F8) | =G8
I | T26.24.157 | Offset, 500mm to 750mm, adjustable, with two bends | T26.24_Roof_DP_Metal
I | T26.24.161 | 50mm diameter | T26.24_Roof_DP_Metal | No
B | CU050DPLOA | 50mm round offset 500-750 adj COPPER | 1 | no | =XGETRATE("ROF",$A1,2) | 1 | =PRODUCT(C1*E1,F1) | =G1
B |  | Discount | =XGETVALUE("Discount 25%",3) | % | =SUBTOTAL(G1:G1) | 1 | =PRODUCT(C2*E2,F2) | =G2
B |  | Waste | =XGETVALUE("Waste 5%",3) | % | =SUBTOTAL(G1:G2) | 1 | =PRODUCT(C3*E3,F3) | =G3
B | CU050DPCRD | 50mm round downpipe clip COPPER | 1 | no | =XGETRATE("ROF",$A4,2) | 1 | =PRODUCT(C4*E4,F4) | =G4
B |  | Discount | =XGETVALUE("Discount 25%",3) | % | =SUBTOTAL(G4:G4) | 1 | =PRODUCT(C5*E5,F5) | =G5
B |  | Waste | =XGETVALUE("Waste 5%",3) | % | =SUBTOTAL(G4:G5) | 1 | =PRODUCT(C6*E6,F6) | =G6
B | Roofer | Roofer all types | 0.3 | hrs | =XGETRATE("LAB1",$A7,2) | 1 | =PRODUCT(C7*E7,F7) | =G7
B |  | Margin | =XGETVALUE("Builders margin",3) | % | =SUBTOTAL(G1:G7) | 1 | =PRODUCT(C8*E8,F8) | =G8
I | T26.24.165 | 63mm diameter | T26.24_Roof_DP_Metal | No
B | CU063DPLOA | 63mm round offset 500-750 adj COPPER | 1 | no | =XGETRATE("ROF",$A1,2) | 1 | =PRODUCT(C1*E1,F1) | =G1
B |  | Discount | =XGETVALUE("Discount 25%",3) | % | =SUBTOTAL(G1:G1) | 1 | =PRODUCT(C2*E2,F2) | =G2
B |  | Waste | =XGETVALUE("Waste 5%",3) | % | =SUBTOTAL(G1:G2) | 1 | =PRODUCT(C3*E3,F3) | =G3
B | CU063DPCRD | 63mm round downpipe clip COPPER | 1 | no | =XGETRATE("ROF",$A4,2) | 1 | =PRODUCT(C4*E4,F4) | =G4
B |  | Discount | =XGETVALUE("Discount 25%",3) | % | =SUBTOTAL(G4:G4) | 1 | =PRODUCT(C5*E5,F5) | =G5
B |  | Waste | =XGETVALUE("Waste 5%",3) | % | =SUBTOTAL(G4:G5) | 1 | =PRODUCT(C6*E6,F6) | =G6
B | Roofer | Roofer all types | 0.3 | hrs | =XGETRATE("LAB1",$A7,2) | 1 | =PRODUCT(C7*E7,F7) | =G7
B |  | Margin | =XGETVALUE("Builders margin",3) | % | =SUBTOTAL(G1:G7) | 1 | =PRODUCT(C8*E8,F8) | =G8
I | T26.24.169 | 75mm diameter | T26.24_Roof_DP_Metal | No
B | CU075DPLOA | 75mm round offset 500-750 adj COPPER | 1 | no | =XGETRATE("ROF",$A1,2) | 1 | =PRODUCT(C1*E1,F1) | =G1
B |  | Discount | =XGETVALUE("Discount 25%",3) | % | =SUBTOTAL(G1:G1) | 1 | =PRODUCT(C2*E2,F2) | =G2
B |  | Waste | =XGETVALUE("Waste 5%",3) | % | =SUBTOTAL(G1:G2) | 1 | =PRODUCT(C3*E3,F3) | =G3
B | CU075DPCRD | 75mm round downpipe clip COPPER | 1 | no | =XGETRATE("ROF",$A4,2) | 1 | =PRODUCT(C4*E4,F4) | =G4
B |  | Discount | =XGETVALUE("Discount 25%",3) | % | =SUBTOTAL(G4:G4) | 1 | =PRODUCT(C5*E5,F5) | =G5
B |  | Waste | =XGETVALUE("Waste 5%",3) | % | =SUBTOTAL(G4:G5) | 1 | =PRODUCT(C6*E6,F6) | =G6
B | Roofer | Roofer all types | 0.35 | hrs | =XGETRATE("LAB1",$A7,2) | 1 | =PRODUCT(C7*E7,F7) | =G7
B |  | Margin | =XGETVALUE("Builders margin",3) | % | =SUBTOTAL(G1:G7) | 1 | =PRODUCT(C8*E8,F8) | =G8
I | T26.24.173 | 100mm diameter | T26.24_Roof_DP_Metal | No
B | CU100DPLOA | 100mm round offset 500-750 adj COPPER | 1 | no | =XGETRATE("ROF",$A1,2) | 1 | =PRODUCT(C1*E1,F1) | =G1
B |  | Discount | =XGETVALUE("Discount 25%",3) | % | =SUBTOTAL(G1:G1) | 1 | =PRODUCT(C2*E2,F2) | =G2
B |  | Waste | =XGETVALUE("Waste 5%",3) | % | =SUBTOTAL(G1:G2) | 1 | =PRODUCT(C3*E3,F3) | =G3
B | CU100DPCRD | 100mm round downpipe clip COPPER | 1 | no | =XGETRATE("ROF",$A4,2) | 1 | =PRODUCT(C4*E4,F4) | =G4
B |  | Discount | =XGETVALUE("Discount 25%",3) | % | =SUBTOTAL(G4:G4) | 1 | =PRODUCT(C5*E5,F5) | =G5
B |  | Waste | =XGETVALUE("Waste 5%",3) | % | =SUBTOTAL(G4:G5) | 1 | =PRODUCT(C6*E6,F6) | =G6
B | Roofer | Roofer all types | 0.35 | hrs | =XGETRATE("LAB1",$A7,2) | 1 | =PRODUCT(C7*E7,F7) | =G7
B |  | Margin | =XGETVALUE("Builders margin",3) | % | =SUBTOTAL(G1:G7) | 1 | =PRODUCT(C8*E8,F8) | =G8
I | T26.24.177 | 150mm diameter | T26.24_Roof_DP_Metal | No
B | CU150DPLOA | 150mm round offset 500-750 adj COPPER | 1 | no | =XGETRATE("ROF",$A1,2) | 1 | =PRODUCT(C1*E1,F1) | =G1
B |  | Discount | =XGETVALUE("Discount 25%",3) | % | =SUBTOTAL(G1:G1) | 1 | =PRODUCT(C2*E2,F2) | =G2
B |  | Waste | =XGETVALUE("Waste 5%",3) | % | =SUBTOTAL(G1:G2) | 1 | =PRODUCT(C3*E3,F3) | =G3
B | CU150DPCRD | 150mm round downpipe clip COPPER | 1 | no | =XGETRATE("ROF",$A4,2) | 1 | =PRODUCT(C4*E4,F4) | =G4
B |  | Discount | =XGETVALUE("Discount 25%",3) | % | =SUBTOTAL(G4:G4) | 1 | =PRODUCT(C5*E5,F5) | =G5
B |  | Waste | =XGETVALUE("Waste 5%",3) | % | =SUBTOTAL(G4:G5) | 1 | =PRODUCT(C6*E6,F6) | =G6
B | Roofer | Roofer all types | 0.35 | hrs | =XGETRATE("LAB1",$A7,2) | 1 | =PRODUCT(C7*E7,F7) | =G7
B |  | Margin | =XGETVALUE("Builders margin",3) | % | =SUBTOTAL(G1:G7) | 1 | =PRODUCT(C8*E8,F8) | =G8
I | T26.24.181 | <b>Round Downpipe, Stainless Steel 304,</b> 0.5mm | T26.24_Roof_DP_Metal
I | T26.24.185 | 50mm diameter | T26.24_Roof_DP_Metal | m
B | SS4050DPRD | 50mm round tapered downpipe SS 304 | 1 | m | =XGETRATE("ROF",$A1,2) | 1 | =PRODUCT(C1*E1,F1) | =G1
B |  | Discount | =XGETVALUE("Discount 25%",3) | % | =SUBTOTAL(G1:G1) | 1 | =PRODUCT(C2*E2,F2) | =G2
B |  | Waste | =XGETVALUE("Waste 5%",3) | % | =SUBTOTAL(G1:G2) | 1 | =PRODUCT(C3*E3,F3) | =G3
B | SS4050DPCRD | 50mm round downpipe clip SS 304 | 1 | no | =XGETRATE("ROF",$A4,2) | 1 | =PRODUCT(C4*E4,F4) | =G4
B |  | Discount | =XGETVALUE("Discount 25%",3) | % | =SUBTOTAL(G4:G4) | 1 | =PRODUCT(C5*E5,F5) | =G5
B |  | Waste | =XGETVALUE("Waste 5%",3) | % | =SUBTOTAL(G4:G5) | 1 | =PRODUCT(C6*E6,F6) | =G6
B | Roofer | Roofer all types | 0.3 | hrs | =XGETRATE("LAB1",$A7,2) | 1 | =PRODUCT(C7*E7,F7) | =G7
B |  | Margin | =XGETVALUE("Builders margin",3) | % | =SUBTOTAL(G1:G7) | 1 | =PRODUCT(C8*E8,F8) | =G8
I | T26.24.189 | 63mm diameter | T26.24_Roof_DP_Metal | m
B | SS4063DPRD | 63mm round tapered downpipe SS 304 | 1 | m | =XGETRATE("ROF",$A1,2) | 1 | =PRODUCT(C1*E1,F1) | =G1
B |  | Discount | =XGETVALUE("Discount 25%",3) | % | =SUBTOTAL(G1:G1) | 1 | =PRODUCT(C2*E2,F2) | =G2
B |  | Waste | =XGETVALUE("Waste 5%",3) | % | =SUBTOTAL(G1:G2) | 1 | =PRODUCT(C3*E3,F3) | =G3
B | SS4063DPCRD | 63mm round downpipe clip SS 304 | 1 | no | =XGETRATE("ROF",$A4,2) | 1 | =PRODUCT(C4*E4,F4) | =G4
B |  | Discount | =XGETVALUE("Discount 25%",3) | % | =SUBTOTAL(G4:G4) | 1 | =PRODUCT(C5*E5,F5) | =G5
B |  | Waste | =XGETVALUE("Waste 5%",3) | % | =SUBTOTAL(G4:G5) | 1 | =PRODUCT(C6*E6,F6) | =G6
B | Roofer | Roofer all types | 0.3 | hrs | =XGETRATE("LAB1",$A7,2) | 1 | =PRODUCT(C7*E7,F7) | =G7
B |  | Margin | =XGETVALUE("Builders margin",3) | % | =SUBTOTAL(G1:G7) | 1 | =PRODUCT(C8*E8,F8) | =G8
I | T26.24.193 | 75mm diameter | T26.24_Roof_DP_Metal | m
B | SS4075DPRD | 75mm round tapered downpipe SS 304 | 1 | m | =XGETRATE("ROF",$A1,2) | 1 | =PRODUCT(C1*E1,F1) | =G1
B |  | Discount | =XGETVALUE("Discount 25%",3) | % | =SUBTOTAL(G1:G1) | 1 | =PRODUCT(C2*E2,F2) | =G2
B |  | Waste | =XGETVALUE("Waste 5%",3) | % | =SUBTOTAL(G1:G2) | 1 | =PRODUCT(C3*E3,F3) | =G3
B | CSS75DPCRD | 75mm round downpipe clip SS 304 | 1 | no | =XGETRATE("ROF",$A4,2) | 1 | =PRODUCT(C4*E4,F4) | =G4
B |  | Discount | =XGETVALUE("Discount 25%",3) | % | =SUBTOTAL(G4:G4) | 1 | =PRODUCT(C5*E5,F5) | =G5
B |  | Waste | =XGETVALUE("Waste 5%",3) | % | =SUBTOTAL(G4:G5) | 1 | =PRODUCT(C6*E6,F6) | =G6
B | Roofer | Roofer all types | 0.35 | hrs | =XGETRATE("LAB1",$A7,2) | 1 | =PRODUCT(C7*E7,F7) | =G7
B |  | Margin | =XGETVALUE("Builders margin",3) | % | =SUBTOTAL(G1:G7) | 1 | =PRODUCT(C8*E8,F8) | =G8
I | T26.24.197 | 100mm diameter | T26.24_Roof_DP_Metal | m
B | SS4100DPRD | 100mm round tapered downpipe SS 304 | 1 | m | =XGETRATE("ROF",$A1,2) | 1 | =PRODUCT(C1*E1,F1) | =G1
B |  | Discount | =XGETVALUE("Discount 25%",3) | % | =SUBTOTAL(G1:G1) | 1 | =PRODUCT(C2*E2,F2) | =G2
B |  | Waste | =XGETVALUE("Waste 5%",3) | % | =SUBTOTAL(G1:G2) | 1 | =PRODUCT(C3*E3,F3) | =G3
B | SS4100DPCRD | 100mm round downpipe clip SS 304 | 1 | no | =XGETRATE("ROF",$A4,2) | 1 | =PRODUCT(C4*E4,F4) | =G4
B |  | Discount | =XGETVALUE("Discount 25%",3) | % | =SUBTOTAL(G4:G4) | 1 | =PRODUCT(C5*E5,F5) | =G5
B |  | Waste | =XGETVALUE("Waste 5%",3) | % | =SUBTOTAL(G4:G5) | 1 | =PRODUCT(C6*E6,F6) | =G6
B | Roofer | Roofer all types | 0.35 | hrs | =XGETRATE("LAB1",$A7,2) | 1 | =PRODUCT(C7*E7,F7) | =G7
B |  | Margin | =XGETVALUE("Builders margin",3) | % | =SUBTOTAL(G1:G7) | 1 | =PRODUCT(C8*E8,F8) | =G8
I | T26.24.201 | 150mm diameter | T26.24_Roof_DP_Metal | m
B | SS4150DPRD | 150mm round tapered downpipe SS 304 | 1 | m | =XGETRATE("ROF",$A1,2) | 1 | =PRODUCT(C1*E1,F1) | =G1
B |  | Discount | =XGETVALUE("Discount 25%",3) | % | =SUBTOTAL(G1:G1) | 1 | =PRODUCT(C2*E2,F2) | =G2
B |  | Waste | =XGETVALUE("Waste 5%",3) | % | =SUBTOTAL(G1:G2) | 1 | =PRODUCT(C3*E3,F3) | =G3
B | SS4150DPCRD | 150mm round downpipe clip SS 304 | 1 | no | =XGETRATE("ROF",$A4,2) | 1 | =PRODUCT(C4*E4,F4) | =G4
B |  | Discount | =XGETVALUE("Discount 25%",3) | % | =SUBTOTAL(G4:G4) | 1 | =PRODUCT(C5*E5,F5) | =G5
B |  | Waste | =XGETVALUE("Waste 5%",3) | % | =SUBTOTAL(G4:G5) | 1 | =PRODUCT(C6*E6,F6) | =G6
B | Roofer | Roofer all types | 0.35 | hrs | =XGETRATE("LAB1",$A7,2) | 1 | =PRODUCT(C7*E7,F7) | =G7
B |  | Margin | =XGETVALUE("Builders margin",3) | % | =SUBTOTAL(G1:G7) | 1 | =PRODUCT(C8*E8,F8) | =G8
I | T26.24.205 | Offset, 300mm to 500mm, adjustable, with two bends | T26.24_Roof_DP_Metal
I | T26.24.209 | 50mm diameter | T26.24_Roof_DP_Metal | No
B | SS4050DPOA | 50mm round offset 300-500 adj SS 304 | 1 | no | =XGETRATE("ROF",$A1,2) | 1 | =PRODUCT(C1*E1,F1) | =G1
B |  | Discount | =XGETVALUE("Discount 25%",3) | % | =SUBTOTAL(G1:G1) | 1 | =PRODUCT(C2*E2,F2) | =G2
B |  | Waste | =XGETVALUE("Waste 5%",3) | % | =SUBTOTAL(G1:G2) | 1 | =PRODUCT(C3*E3,F3) | =G3
B | SS4050DPCRD | 50mm round downpipe clip SS 304 | 1 | no | =XGETRATE("ROF",$A4,2) | 1 | =PRODUCT(C4*E4,F4) | =G4
B |  | Discount | =XGETVALUE("Discount 25%",3) | % | =SUBTOTAL(G4:G4) | 1 | =PRODUCT(C5*E5,F5) | =G5
B |  | Waste | =XGETVALUE("Waste 5%",3) | % | =SUBTOTAL(G4:G5) | 1 | =PRODUCT(C6*E6,F6) | =G6
B | Roofer | Roofer all types | 0.3 | hrs | =XGETRATE("LAB1",$A7,2) | 1 | =PRODUCT(C7*E7,F7) | =G7
B |  | Margin | =XGETVALUE("Builders margin",3) | % | =SUBTOTAL(G1:G7) | 1 | =PRODUCT(C8*E8,F8) | =G8
I | T26.24.213 | 63mm diameter | T26.24_Roof_DP_Metal | No
B | SS4063DPOA | 63mm round offset 300-500 adj SS 304 | 1 | no | =XGETRATE("ROF",$A1,2) | 1 | =PRODUCT(C1*E1,F1) | =G1
B |  | Discount | =XGETVALUE("Discount 25%",3) | % | =SUBTOTAL(G1:G1) | 1 | =PRODUCT(C2*E2,F2) | =G2
B |  | Waste | =XGETVALUE("Waste 5%",3) | % | =SUBTOTAL(G1:G2) | 1 | =PRODUCT(C3*E3,F3) | =G3
B | SS4063DPCRD | 63mm round downpipe clip SS 304 | 1 | no | =XGETRATE("ROF",$A4,2) | 1 | =PRODUCT(C4*E4,F4) | =G4
B |  | Discount | =XGETVALUE("Discount 25%",3) | % | =SUBTOTAL(G4:G4) | 1 | =PRODUCT(C5*E5,F5) | =G5
B |  | Waste | =XGETVALUE("Waste 5%",3) | % | =SUBTOTAL(G4:G5) | 1 | =PRODUCT(C6*E6,F6) | =G6
B | Roofer | Roofer all types | 0.3 | hrs | =XGETRATE("LAB1",$A7,2) | 1 | =PRODUCT(C7*E7,F7) | =G7
B |  | Margin | =XGETVALUE("Builders margin",3) | % | =SUBTOTAL(G1:G7) | 1 | =PRODUCT(C8*E8,F8) | =G8
I | T26.24.217 | 75mm diameter | T26.24_Roof_DP_Metal | No
B | SS4075DPOA | 75mm round offset 300-500 adj SS 304 | 1 | no | =XGETRATE("ROF",$A1,2) | 1 | =PRODUCT(C1*E1,F1) | =G1
B |  | Discount | =XGETVALUE("Discount 25%",3) | % | =SUBTOTAL(G1:G1) | 1 | =PRODUCT(C2*E2,F2) | =G2
B |  | Waste | =XGETVALUE("Waste 5%",3) | % | =SUBTOTAL(G1:G2) | 1 | =PRODUCT(C3*E3,F3) | =G3
B | CSS75DPCRD | 75mm round downpipe clip SS 304 | 1 | no | =XGETRATE("ROF",$A4,2) | 1 | =PRODUCT(C4*E4,F4) | =G4
B |  | Discount | =XGETVALUE("Discount 25%",3) | % | =SUBTOTAL(G4:G4) | 1 | =PRODUCT(C5*E5,F5) | =G5
B |  | Waste | =XGETVALUE("Waste 5%",3) | % | =SUBTOTAL(G4:G5) | 1 | =PRODUCT(C6*E6,F6) | =G6
B | Roofer | Roofer all types | 0.35 | hrs | =XGETRATE("LAB1",$A7,2) | 1 | =PRODUCT(C7*E7,F7) | =G7
B |  | Margin | =XGETVALUE("Builders margin",3) | % | =SUBTOTAL(G1:G7) | 1 | =PRODUCT(C8*E8,F8) | =G8
I | T26.24.221 | 100mm diameter | T26.24_Roof_DP_Metal | No
B | SS4100DPOA | 100mm round offset 300-500 adj SS 304 | 1 | no | =XGETRATE("ROF",$A1,2) | 1 | =PRODUCT(C1*E1,F1) | =G1
B |  | Discount | =XGETVALUE("Discount 25%",3) | % | =SUBTOTAL(G1:G1) | 1 | =PRODUCT(C2*E2,F2) | =G2
B |  | Waste | =XGETVALUE("Waste 5%",3) | % | =SUBTOTAL(G1:G2) | 1 | =PRODUCT(C3*E3,F3) | =G3
B | SS4100DPCRD | 100mm round downpipe clip SS 304 | 1 | no | =XGETRATE("ROF",$A4,2) | 1 | =PRODUCT(C4*E4,F4) | =G4
B |  | Discount | =XGETVALUE("Discount 25%",3) | % | =SUBTOTAL(G4:G4) | 1 | =PRODUCT(C5*E5,F5) | =G5
B |  | Waste | =XGETVALUE("Waste 5%",3) | % | =SUBTOTAL(G4:G5) | 1 | =PRODUCT(C6*E6,F6) | =G6
B | Roofer | Roofer all types | 0.35 | hrs | =XGETRATE("LAB1",$A7,2) | 1 | =PRODUCT(C7*E7,F7) | =G7
B |  | Margin | =XGETVALUE("Builders margin",3) | % | =SUBTOTAL(G1:G7) | 1 | =PRODUCT(C8*E8,F8) | =G8
I | T26.24.225 | 150mm diameter | T26.24_Roof_DP_Metal | No
B | SS4150DPOA | 150mm round offset 300-500 adj SS 304 | 1 | no | =XGETRATE("ROF",$A1,2) | 1 | =PRODUCT(C1*E1,F1) | =G1
B |  | Discount | =XGETVALUE("Discount 25%",3) | % | =SUBTOTAL(G1:G1) | 1 | =PRODUCT(C2*E2,F2) | =G2
B |  | Waste | =XGETVALUE("Waste 5%",3) | % | =SUBTOTAL(G1:G2) | 1 | =PRODUCT(C3*E3,F3) | =G3
B | SS4150DPCRD | 150mm round downpipe clip SS 304 | 1 | no | =XGETRATE("ROF",$A4,2) | 1 | =PRODUCT(C4*E4,F4) | =G4
B |  | Discount | =XGETVALUE("Discount 25%",3) | % | =SUBTOTAL(G4:G4) | 1 | =PRODUCT(C5*E5,F5) | =G5
B |  | Waste | =XGETVALUE("Waste 5%",3) | % | =SUBTOTAL(G4:G5) | 1 | =PRODUCT(C6*E6,F6) | =G6
B | Roofer | Roofer all types | 0.35 | hrs | =XGETRATE("LAB1",$A7,2) | 1 | =PRODUCT(C7*E7,F7) | =G7
B |  | Margin | =XGETVALUE("Builders margin",3) | % | =SUBTOTAL(G1:G7) | 1 | =PRODUCT(C8*E8,F8) | =G8
I | T26.24.229 | Offset, 500mm to 750mm, adjustable, with two bends | T26.24_Roof_DP_Metal
I | T26.24.233 | 50mm diameter | T26.24_Roof_DP_Metal | No
B | SS4050DPLOA | 50mm round offset 500-750 adj SS 304 | 1 | no | =XGETRATE("ROF",$A1,2) | 1 | =PRODUCT(C1*E1,F1) | =G1
B |  | Discount | =XGETVALUE("Discount 25%",3) | % | =SUBTOTAL(G1:G1) | 1 | =PRODUCT(C2*E2,F2) | =G2
B |  | Waste | =XGETVALUE("Waste 5%",3) | % | =SUBTOTAL(G1:G2) | 1 | =PRODUCT(C3*E3,F3) | =G3
B | SS4050DPCRD | 50mm round downpipe clip SS 304 | 1 | no | =XGETRATE("ROF",$A4,2) | 1 | =PRODUCT(C4*E4,F4) | =G4
B |  | Discount | =XGETVALUE("Discount 25%",3) | % | =SUBTOTAL(G4:G4) | 1 | =PRODUCT(C5*E5,F5) | =G5
B |  | Waste | =XGETVALUE("Waste 5%",3) | % | =SUBTOTAL(G4:G5) | 1 | =PRODUCT(C6*E6,F6) | =G6
B | Roofer | Roofer all types | 0.3 | hrs | =XGETRATE("LAB1",$A7,2) | 1 | =PRODUCT(C7*E7,F7) | =G7
B |  | Margin | =XGETVALUE("Builders margin",3) | % | =SUBTOTAL(G1:G7) | 1 | =PRODUCT(C8*E8,F8) | =G8
I | T26.24.237 | 63mm diameter | T26.24_Roof_DP_Metal | No
B | SS4063DPLOA | 63mm round offset 500-750 adj SS 304 | 1 | no | =XGETRATE("ROF",$A1,2) | 1 | =PRODUCT(C1*E1,F1) | =G1
B |  | Discount | =XGETVALUE("Discount 25%",3) | % | =SUBTOTAL(G1:G1) | 1 | =PRODUCT(C2*E2,F2) | =G2
B |  | Waste | =XGETVALUE("Waste 5%",3) | % | =SUBTOTAL(G1:G2) | 1 | =PRODUCT(C3*E3,F3) | =G3
B | SS4063DPCRD | 63mm round downpipe clip SS 304 | 1 | no | =XGETRATE("ROF",$A4,2) | 1 | =PRODUCT(C4*E4,F4) | =G4
B |  | Discount | =XGETVALUE("Discount 25%",3) | % | =SUBTOTAL(G4:G4) | 1 | =PRODUCT(C5*E5,F5) | =G5
B |  | Waste | =XGETVALUE("Waste 5%",3) | % | =SUBTOTAL(G4:G5) | 1 | =PRODUCT(C6*E6,F6) | =G6
B | Roofer | Roofer all types | 0.3 | hrs | =XGETRATE("LAB1",$A7,2) | 1 | =PRODUCT(C7*E7,F7) | =G7
B |  | Margin | =XGETVALUE("Builders margin",3) | % | =SUBTOTAL(G1:G7) | 1 | =PRODUCT(C8*E8,F8) | =G8
I | T26.24.241 | 75mm diameter | T26.24_Roof_DP_Metal | No
B | SS4075DPLOA | 75mm round offset 500-750 adj SS 304 | 1 | no | =XGETRATE("ROF",$A1,2) | 1 | =PRODUCT(C1*E1,F1) | =G1
B |  | Discount | =XGETVALUE("Discount 25%",3) | % | =SUBTOTAL(G1:G1) | 1 | =PRODUCT(C2*E2,F2) | =G2
B |  | Waste | =XGETVALUE("Waste 5%",3) | % | =SUBTOTAL(G1:G2) | 1 | =PRODUCT(C3*E3,F3) | =G3
B | CSS75DPCRD | 75mm round downpipe clip SS 304 | 1 | no | =XGETRATE("ROF",$A4,2) | 1 | =PRODUCT(C4*E4,F4) | =G4
B |  | Discount | =XGETVALUE("Discount 25%",3) | % | =SUBTOTAL(G4:G4) | 1 | =PRODUCT(C5*E5,F5) | =G5
B |  | Waste | =XGETVALUE("Waste 5%",3) | % | =SUBTOTAL(G4:G5) | 1 | =PRODUCT(C6*E6,F6) | =G6
B | Roofer | Roofer all types | 0.35 | hrs | =XGETRATE("LAB1",$A7,2) | 1 | =PRODUCT(C7*E7,F7) | =G7
B |  | Margin | =XGETVALUE("Builders margin",3) | % | =SUBTOTAL(G1:G7) | 1 | =PRODUCT(C8*E8,F8) | =G8
I | T26.24.245 | 100mm diameter | T26.24_Roof_DP_Metal | No
B | SS4100DPLOA | 100mm round offset 500-750 adj SS 304 | 1 | no | =XGETRATE("ROF",$A1,2) | 1 | =PRODUCT(C1*E1,F1) | =G1
B |  | Discount | =XGETVALUE("Discount 25%",3) | % | =SUBTOTAL(G1:G1) | 1 | =PRODUCT(C2*E2,F2) | =G2
B |  | Waste | =XGETVALUE("Waste 5%",3) | % | =SUBTOTAL(G1:G2) | 1 | =PRODUCT(C3*E3,F3) | =G3
B | SS4100DPCRD | 100mm round downpipe clip SS 304 | 1 | no | =XGETRATE("ROF",$A4,2) | 1 | =PRODUCT(C4*E4,F4) | =G4
B |  | Discount | =XGETVALUE("Discount 25%",3) | % | =SUBTOTAL(G4:G4) | 1 | =PRODUCT(C5*E5,F5) | =G5
B |  | Waste | =XGETVALUE("Waste 5%",3) | % | =SUBTOTAL(G4:G5) | 1 | =PRODUCT(C6*E6,F6) | =G6
B | Roofer | Roofer all types | 0.35 | hrs | =XGETRATE("LAB1",$A7,2) | 1 | =PRODUCT(C7*E7,F7) | =G7
B |  | Margin | =XGETVALUE("Builders margin",3) | % | =SUBTOTAL(G1:G7) | 1 | =PRODUCT(C8*E8,F8) | =G8
I | T26.24.249 | 150mm diameter | T26.24_Roof_DP_Metal | No
B | SS4150DPLOA | 150mm round offset 500-750 adj SS 304 | 1 | no | =XGETRATE("ROF",$A1,2) | 1 | =PRODUCT(C1*E1,F1) | =G1
B |  | Discount | =XGETVALUE("Discount 25%",3) | % | =SUBTOTAL(G1:G1) | 1 | =PRODUCT(C2*E2,F2) | =G2
B |  | Waste | =XGETVALUE("Waste 5%",3) | % | =SUBTOTAL(G1:G2) | 1 | =PRODUCT(C3*E3,F3) | =G3
B | SS4150DPCRD | 150mm round downpipe clip SS 304 | 1 | no | =XGETRATE("ROF",$A4,2) | 1 | =PRODUCT(C4*E4,F4) | =G4
B |  | Discount | =XGETVALUE("Discount 25%",3) | % | =SUBTOTAL(G4:G4) | 1 | =PRODUCT(C5*E5,F5) | =G5
B |  | Waste | =XGETVALUE("Waste 5%",3) | % | =SUBTOTAL(G4:G5) | 1 | =PRODUCT(C6*E6,F6) | =G6
B | Roofer | Roofer all types | 0.35 | hrs | =XGETRATE("LAB1",$A7,2) | 1 | =PRODUCT(C7*E7,F7) | =G7
B |  | Margin | =XGETVALUE("Builders margin",3) | % | =SUBTOTAL(G1:G7) | 1 | =PRODUCT(C8*E8,F8) | =G8
I | T26.24.253 | <b>Round Downpipe, Stainless Steel 316,</b> 0.5mm | T26.24_Roof_DP_Metal
I | T26.24.257 | 50mm diameter | T26.24_Roof_DP_Metal | m
B | SS6050DPRD | 50mm round tapered downpipe SS 316 | 1 | m | =XGETRATE("ROF",$A1,2) | 1 | =PRODUCT(C1*E1,F1) | =G1
B |  | Discount | =XGETVALUE("Discount 25%",3) | % | =SUBTOTAL(G1:G1) | 1 | =PRODUCT(C2*E2,F2) | =G2
B |  | Waste | =XGETVALUE("Waste 5%",3) | % | =SUBTOTAL(G1:G2) | 1 | =PRODUCT(C3*E3,F3) | =G3
B | SS6050DPCRD | 50mm round downpipe clip SS 316 | 1 | no | =XGETRATE("ROF",$A4,2) | 1 | =PRODUCT(C4*E4,F4) | =G4
B |  | Discount | =XGETVALUE("Discount 25%",3) | % | =SUBTOTAL(G4:G4) | 1 | =PRODUCT(C5*E5,F5) | =G5
B |  | Waste | =XGETVALUE("Waste 5%",3) | % | =SUBTOTAL(G4:G5) | 1 | =PRODUCT(C6*E6,F6) | =G6
B | Roofer | Roofer all types | 0.3 | hrs | =XGETRATE("LAB1",$A7,2) | 1 | =PRODUCT(C7*E7,F7) | =G7
B |  | Margin | =XGETVALUE("Builders margin",3) | % | =SUBTOTAL(G1:G7) | 1 | =PRODUCT(C8*E8,F8) | =G8
I | T26.24.261 | 63mm diameter | T26.24_Roof_DP_Metal | m
B | SS6063DPRD | 63mm round tapered downpipe SS 316 | 1 | m | =XGETRATE("ROF",$A1,2) | 1 | =PRODUCT(C1*E1,F1) | =G1
B |  | Discount | =XGETVALUE("Discount 25%",3) | % | =SUBTOTAL(G1:G1) | 1 | =PRODUCT(C2*E2,F2) | =G2
B |  | Waste | =XGETVALUE("Waste 5%",3) | % | =SUBTOTAL(G1:G2) | 1 | =PRODUCT(C3*E3,F3) | =G3
B | SS6063DPCRD | 63mm round downpipe clip SS 316 | 1 | no | =XGETRATE("ROF",$A4,2) | 1 | =PRODUCT(C4*E4,F4) | =G4
B |  | Discount | =XGETVALUE("Discount 25%",3) | % | =SUBTOTAL(G4:G4) | 1 | =PRODUCT(C5*E5,F5) | =G5
B |  | Waste | =XGETVALUE("Waste 5%",3) | % | =SUBTOTAL(G4:G5) | 1 | =PRODUCT(C6*E6,F6) | =G6
B | Roofer | Roofer all types | 0.3 | hrs | =XGETRATE("LAB1",$A7,2) | 1 | =PRODUCT(C7*E7,F7) | =G7
B |  | Margin | =XGETVALUE("Builders margin",3) | % | =SUBTOTAL(G1:G7) | 1 | =PRODUCT(C8*E8,F8) | =G8
I | T26.24.265 | 75mm diameter | T26.24_Roof_DP_Metal | m
B | SS6075DPRD | 75mm round tapered downpipe SS 316 | 1 | m | =XGETRATE("ROF",$A1,2) | 1 | =PRODUCT(C1*E1,F1) | =G1
B |  | Discount | =XGETVALUE("Discount 25%",3) | % | =SUBTOTAL(G1:G1) | 1 | =PRODUCT(C2*E2,F2) | =G2
B |  | Waste | =XGETVALUE("Waste 5%",3) | % | =SUBTOTAL(G1:G2) | 1 | =PRODUCT(C3*E3,F3) | =G3
B | SS6075DPCRD | 75mm round downpipe clip SS 316 | 1 | no | =XGETRATE("ROF",$A4,2) | 1 | =PRODUCT(C4*E4,F4) | =G4
B |  | Discount | =XGETVALUE("Discount 25%",3) | % | =SUBTOTAL(G4:G4) | 1 | =PRODUCT(C5*E5,F5) | =G5
B |  | Waste | =XGETVALUE("Waste 5%",3) | % | =SUBTOTAL(G4:G5) | 1 | =PRODUCT(C6*E6,F6) | =G6
B | Roofer | Roofer all types | 0.35 | hrs | =XGETRATE("LAB1",$A7,2) | 1 | =PRODUCT(C7*E7,F7) | =G7
B |  | Margin | =XGETVALUE("Builders margin",3) | % | =SUBTOTAL(G1:G7) | 1 | =PRODUCT(C8*E8,F8) | =G8
I | T26.24.269 | 100mm diameter | T26.24_Roof_DP_Metal | m
B | SS6100DPRD | 100mm round tapered downpipe SS 316 | 1 | m | =XGETRATE("ROF",$A1,2) | 1 | =PRODUCT(C1*E1,F1) | =G1
B |  | Discount | =XGETVALUE("Discount 25%",3) | % | =SUBTOTAL(G1:G1) | 1 | =PRODUCT(C2*E2,F2) | =G2
B |  | Waste | =XGETVALUE("Waste 5%",3) | % | =SUBTOTAL(G1:G2) | 1 | =PRODUCT(C3*E3,F3) | =G3
B | SS6100DPCRD | 100mm round downpipe clip SS 316 | 1 | no | =XGETRATE("ROF",$A4,2) | 1 | =PRODUCT(C4*E4,F4) | =G4
B |  | Discount | =XGETVALUE("Discount 25%",3) | % | =SUBTOTAL(G4:G4) | 1 | =PRODUCT(C5*E5,F5) | =G5
B |  | Waste | =XGETVALUE("Waste 5%",3) | % | =SUBTOTAL(G4:G5) | 1 | =PRODUCT(C6*E6,F6) | =G6
B | Roofer | Roofer all types | 0.35 | hrs | =XGETRATE("LAB1",$A7,2) | 1 | =PRODUCT(C7*E7,F7) | =G7
B |  | Margin | =XGETVALUE("Builders margin",3) | % | =SUBTOTAL(G1:G7) | 1 | =PRODUCT(C8*E8,F8) | =G8
I | T26.24.273 | 150mm diameter | T26.24_Roof_DP_Metal | m
B | SS6150DPRD | 150mm round tapered downpipe SS 316 | 1 | m | =XGETRATE("ROF",$A1,2) | 1 | =PRODUCT(C1*E1,F1) | =G1
B |  | Discount | =XGETVALUE("Discount 25%",3) | % | =SUBTOTAL(G1:G1) | 1 | =PRODUCT(C2*E2,F2) | =G2
B |  | Waste | =XGETVALUE("Waste 5%",3) | % | =SUBTOTAL(G1:G2) | 1 | =PRODUCT(C3*E3,F3) | =G3
B | SS6150DPCRD | 150mm round downpipe clip SS 316 | 1 | no | =XGETRATE("ROF",$A4,2) | 1 | =PRODUCT(C4*E4,F4) | =G4
B |  | Discount | =XGETVALUE("Discount 25%",3) | % | =SUBTOTAL(G4:G4) | 1 | =PRODUCT(C5*E5,F5) | =G5
B |  | Waste | =XGETVALUE("Waste 5%",3) | % | =SUBTOTAL(G4:G5) | 1 | =PRODUCT(C6*E6,F6) | =G6
B | Roofer | Roofer all types | 0.35 | hrs | =XGETRATE("LAB1",$A7,2) | 1 | =PRODUCT(C7*E7,F7) | =G7
B |  | Margin | =XGETVALUE("Builders margin",3) | % | =SUBTOTAL(G1:G7) | 1 | =PRODUCT(C8*E8,F8) | =G8
I | T26.24.277 | Offset, 300mm to 500mm, adjustable, with two bends | T26.24_Roof_DP_Metal
I | T26.24.281 | 50mm diameter | T26.24_Roof_DP_Metal | No
B | SS6050DPOA | 50mm round offset 300-500 adj SS 316 | 1 | no | =XGETRATE("ROF",$A1,2) | 1 | =PRODUCT(C1*E1,F1) | =G1
B |  | Discount | =XGETVALUE("Discount 25%",3) | % | =SUBTOTAL(G1:G1) | 1 | =PRODUCT(C2*E2,F2) | =G2
B |  | Waste | =XGETVALUE("Waste 5%",3) | % | =SUBTOTAL(G1:G2) | 1 | =PRODUCT(C3*E3,F3) | =G3
B | SS6050DPCRD | 50mm round downpipe clip SS 316 | 1 | no | =XGETRATE("ROF",$A4,2) | 1 | =PRODUCT(C4*E4,F4) | =G4
B |  | Discount | =XGETVALUE("Discount 25%",3) | % | =SUBTOTAL(G4:G4) | 1 | =PRODUCT(C5*E5,F5) | =G5
B |  | Waste | =XGETVALUE("Waste 5%",3) | % | =SUBTOTAL(G4:G5) | 1 | =PRODUCT(C6*E6,F6) | =G6
B | Roofer | Roofer all types | 0.3 | hrs | =XGETRATE("LAB1",$A7,2) | 1 | =PRODUCT(C7*E7,F7) | =G7
B |  | Margin | =XGETVALUE("Builders margin",3) | % | =SUBTOTAL(G1:G7) | 1 | =PRODUCT(C8*E8,F8) | =G8
I | T26.24.285 | 63mm diameter | T26.24_Roof_DP_Metal | No
B | SS6063DPOA | 63mm round offset 300-500 adj SS 316 | 1 | no | =XGETRATE("ROF",$A1,2) | 1 | =PRODUCT(C1*E1,F1) | =G1
B |  | Discount | =XGETVALUE("Discount 25%",3) | % | =SUBTOTAL(G1:G1) | 1 | =PRODUCT(C2*E2,F2) | =G2
B |  | Waste | =XGETVALUE("Waste 5%",3) | % | =SUBTOTAL(G1:G2) | 1 | =PRODUCT(C3*E3,F3) | =G3
B | SS6063DPCRD | 63mm round downpipe clip SS 316 | 1 | no | =XGETRATE("ROF",$A4,2) | 1 | =PRODUCT(C4*E4,F4) | =G4
B |  | Discount | =XGETVALUE("Discount 25%",3) | % | =SUBTOTAL(G4:G4) | 1 | =PRODUCT(C5*E5,F5) | =G5
B |  | Waste | =XGETVALUE("Waste 5%",3) | % | =SUBTOTAL(G4:G5) | 1 | =PRODUCT(C6*E6,F6) | =G6
B | Roofer | Roofer all types | 0.3 | hrs | =XGETRATE("LAB1",$A7,2) | 1 | =PRODUCT(C7*E7,F7) | =G7
B |  | Margin | =XGETVALUE("Builders margin",3) | % | =SUBTOTAL(G1:G7) | 1 | =PRODUCT(C8*E8,F8) | =G8
I | T26.24.289 | 75mm diameter | T26.24_Roof_DP_Metal | No
B | SS6075DPOA | 75mm round offset 300-500 adj SS 316 | 1 | no | =XGETRATE("ROF",$A1,2) | 1 | =PRODUCT(C1*E1,F1) | =G1
B |  | Discount | =XGETVALUE("Discount 25%",3) | % | =SUBTOTAL(G1:G1) | 1 | =PRODUCT(C2*E2,F2) | =G2
B |  | Waste | =XGETVALUE("Waste 5%",3) | % | =SUBTOTAL(G1:G2) | 1 | =PRODUCT(C3*E3,F3) | =G3
B | SS6075DPCRD | 75mm round downpipe clip SS 316 | 1 | no | =XGETRATE("ROF",$A4,2) | 1 | =PRODUCT(C4*E4,F4) | =G4
B |  | Discount | =XGETVALUE("Discount 25%",3) | % | =SUBTOTAL(G4:G4) | 1 | =PRODUCT(C5*E5,F5) | =G5
B |  | Waste | =XGETVALUE("Waste 5%",3) | % | =SUBTOTAL(G4:G5) | 1 | =PRODUCT(C6*E6,F6) | =G6
B | Roofer | Roofer all types | 0.35 | hrs | =XGETRATE("LAB1",$A7,2) | 1 | =PRODUCT(C7*E7,F7) | =G7
B |  | Margin | =XGETVALUE("Builders margin",3) | % | =SUBTOTAL(G1:G7) | 1 | =PRODUCT(C8*E8,F8) | =G8
I | T26.24.293 | 100mm diameter | T26.24_Roof_DP_Metal | No
B | SS6100DPOA | 100mm round offset 300-500 adj SS 316 | 1 | no | =XGETRATE("ROF",$A1,2) | 1 | =PRODUCT(C1*E1,F1) | =G1
B |  | Discount | =XGETVALUE("Discount 25%",3) | % | =SUBTOTAL(G1:G1) | 1 | =PRODUCT(C2*E2,F2) | =G2
B |  | Waste | =XGETVALUE("Waste 5%",3) | % | =SUBTOTAL(G1:G2) | 1 | =PRODUCT(C3*E3,F3) | =G3
B | SS6100DPCRD | 100mm round downpipe clip SS 316 | 1 | no | =XGETRATE("ROF",$A4,2) | 1 | =PRODUCT(C4*E4,F4) | =G4
B |  | Discount | =XGETVALUE("Discount 25%",3) | % | =SUBTOTAL(G4:G4) | 1 | =PRODUCT(C5*E5,F5) | =G5
B |  | Waste | =XGETVALUE("Waste 5%",3) | % | =SUBTOTAL(G4:G5) | 1 | =PRODUCT(C6*E6,F6) | =G6
B | Roofer | Roofer all types | 0.35 | hrs | =XGETRATE("LAB1",$A7,2) | 1 | =PRODUCT(C7*E7,F7) | =G7
B |  | Margin | =XGETVALUE("Builders margin",3) | % | =SUBTOTAL(G1:G7) | 1 | =PRODUCT(C8*E8,F8) | =G8
I | T26.24.297 | 150mm diameter | T26.24_Roof_DP_Metal | No
B | SS6150DPOA | 150mm round offset 300-500 adj SS 316 | 1 | no | =XGETRATE("ROF",$A1,2) | 1 | =PRODUCT(C1*E1,F1) | =G1
B |  | Discount | =XGETVALUE("Discount 25%",3) | % | =SUBTOTAL(G1:G1) | 1 | =PRODUCT(C2*E2,F2) | =G2
B |  | Waste | =XGETVALUE("Waste 5%",3) | % | =SUBTOTAL(G1:G2) | 1 | =PRODUCT(C3*E3,F3) | =G3
B | SS6150DPCRD | 150mm round downpipe clip SS 316 | 1 | no | =XGETRATE("ROF",$A4,2) | 1 | =PRODUCT(C4*E4,F4) | =G4
B |  | Discount | =XGETVALUE("Discount 25%",3) | % | =SUBTOTAL(G4:G4) | 1 | =PRODUCT(C5*E5,F5) | =G5
B |  | Waste | =XGETVALUE("Waste 5%",3) | % | =SUBTOTAL(G4:G5) | 1 | =PRODUCT(C6*E6,F6) | =G6
B | Roofer | Roofer all types | 0.35 | hrs | =XGETRATE("LAB1",$A7,2) | 1 | =PRODUCT(C7*E7,F7) | =G7
B |  | Margin | =XGETVALUE("Builders margin",3) | % | =SUBTOTAL(G1:G7) | 1 | =PRODUCT(C8*E8,F8) | =G8
I | T26.24.301 | Offset, 500mm to 750mm, adjustable, with two bends | T26.24_Roof_DP_Metal
I | T26.24.305 | 50mm diameter | T26.24_Roof_DP_Metal | No
B | SS6050DPLOA | 50mm round offset 500-750 adj SS 316 | 1 | no | =XGETRATE("ROF",$A1,2) | 1 | =PRODUCT(C1*E1,F1) | =G1
B |  | Discount | =XGETVALUE("Discount 25%",3) | % | =SUBTOTAL(G1:G1) | 1 | =PRODUCT(C2*E2,F2) | =G2
B |  | Waste | =XGETVALUE("Waste 5%",3) | % | =SUBTOTAL(G1:G2) | 1 | =PRODUCT(C3*E3,F3) | =G3
B | SS6050DPCRD | 50mm round downpipe clip SS 316 | 1 | no | =XGETRATE("ROF",$A4,2) | 1 | =PRODUCT(C4*E4,F4) | =G4
B |  | Discount | =XGETVALUE("Discount 25%",3) | % | =SUBTOTAL(G4:G4) | 1 | =PRODUCT(C5*E5,F5) | =G5
B |  | Waste | =XGETVALUE("Waste 5%",3) | % | =SUBTOTAL(G4:G5) | 1 | =PRODUCT(C6*E6,F6) | =G6
B | Roofer | Roofer all types | 0.3 | hrs | =XGETRATE("LAB1",$A7,2) | 1 | =PRODUCT(C7*E7,F7) | =G7
B |  | Margin | =XGETVALUE("Builders margin",3) | % | =SUBTOTAL(G1:G7) | 1 | =PRODUCT(C8*E8,F8) | =G8
I | T26.24.309 | 63mm diameter | T26.24_Roof_DP_Metal | No
B | SS6063DPLOA | 63mm round offset 500-750 adj SS 316 | 1 | no | =XGETRATE("ROF",$A1,2) | 1 | =PRODUCT(C1*E1,F1) | =G1
B |  | Discount | =XGETVALUE("Discount 25%",3) | % | =SUBTOTAL(G1:G1) | 1 | =PRODUCT(C2*E2,F2) | =G2
B |  | Waste | =XGETVALUE("Waste 5%",3) | % | =SUBTOTAL(G1:G2) | 1 | =PRODUCT(C3*E3,F3) | =G3
B | SS6063DPCRD | 63mm round downpipe clip SS 316 | 1 | no | =XGETRATE("ROF",$A4,2) | 1 | =PRODUCT(C4*E4,F4) | =G4
B |  | Discount | =XGETVALUE("Discount 25%",3) | % | =SUBTOTAL(G4:G4) | 1 | =PRODUCT(C5*E5,F5) | =G5
B |  | Waste | =XGETVALUE("Waste 5%",3) | % | =SUBTOTAL(G4:G5) | 1 | =PRODUCT(C6*E6,F6) | =G6
B | Roofer | Roofer all types | 0.3 | hrs | =XGETRATE("LAB1",$A7,2) | 1 | =PRODUCT(C7*E7,F7) | =G7
B |  | Margin | =XGETVALUE("Builders margin",3) | % | =SUBTOTAL(G1:G7) | 1 | =PRODUCT(C8*E8,F8) | =G8
I | T26.24.313 | 75mm diameter | T26.24_Roof_DP_Metal | No
B | SS6075DPLOA | 75mm round offset 500-750 adj SS 316 | 1 | no | =XGETRATE("ROF",$A1,2) | 1 | =PRODUCT(C1*E1,F1) | =G1
B |  | Discount | =XGETVALUE("Discount 25%",3) | % | =SUBTOTAL(G1:G1) | 1 | =PRODUCT(C2*E2,F2) | =G2
B |  | Waste | =XGETVALUE("Waste 5%",3) | % | =SUBTOTAL(G1:G2) | 1 | =PRODUCT(C3*E3,F3) | =G3
B | SS6075DPCRD | 75mm round downpipe clip SS 316 | 1 | no | =XGETRATE("ROF",$A4,2) | 1 | =PRODUCT(C4*E4,F4) | =G4
B |  | Discount | =XGETVALUE("Discount 25%",3) | % | =SUBTOTAL(G4:G4) | 1 | =PRODUCT(C5*E5,F5) | =G5
B |  | Waste | =XGETVALUE("Waste 5%",3) | % | =SUBTOTAL(G4:G5) | 1 | =PRODUCT(C6*E6,F6) | =G6
B | Roofer | Roofer all types | 0.35 | hrs | =XGETRATE("LAB1",$A7,2) | 1 | =PRODUCT(C7*E7,F7) | =G7
B |  | Margin | =XGETVALUE("Builders margin",3) | % | =SUBTOTAL(G1:G7) | 1 | =PRODUCT(C8*E8,F8) | =G8
I | T26.24.317 | 100mm diameter | T26.24_Roof_DP_Metal | No
B | SS6100DPLOA | 100mm round offset 500-750 adj SS 316 | 1 | no | =XGETRATE("ROF",$A1,2) | 1 | =PRODUCT(C1*E1,F1) | =G1
B |  | Discount | =XGETVALUE("Discount 25%",3) | % | =SUBTOTAL(G1:G1) | 1 | =PRODUCT(C2*E2,F2) | =G2
B |  | Waste | =XGETVALUE("Waste 5%",3) | % | =SUBTOTAL(G1:G2) | 1 | =PRODUCT(C3*E3,F3) | =G3
B | SS6100DPCRD | 100mm round downpipe clip SS 316 | 1 | no | =XGETRATE("ROF",$A4,2) | 1 | =PRODUCT(C4*E4,F4) | =G4
B |  | Discount | =XGETVALUE("Discount 25%",3) | % | =SUBTOTAL(G4:G4) | 1 | =PRODUCT(C5*E5,F5) | =G5
B |  | Waste | =XGETVALUE("Waste 5%",3) | % | =SUBTOTAL(G4:G5) | 1 | =PRODUCT(C6*E6,F6) | =G6
B | Roofer | Roofer all types | 0.35 | hrs | =XGETRATE("LAB1",$A7,2) | 1 | =PRODUCT(C7*E7,F7) | =G7
B |  | Margin | =XGETVALUE("Builders margin",3) | % | =SUBTOTAL(G1:G7) | 1 | =PRODUCT(C8*E8,F8) | =G8
I | T26.24.321 | 150mm diameter | T26.24_Roof_DP_Metal | No
B | SS6150DPLOA | 150mm round offset 500-750 adj SS 316 | 1 | no | =XGETRATE("ROF",$A1,2) | 1 | =PRODUCT(C1*E1,F1) | =G1
B |  | Discount | =XGETVALUE("Discount 25%",3) | % | =SUBTOTAL(G1:G1) | 1 | =PRODUCT(C2*E2,F2) | =G2
B |  | Waste | =XGETVALUE("Waste 5%",3) | % | =SUBTOTAL(G1:G2) | 1 | =PRODUCT(C3*E3,F3) | =G3
B | SS6150DPCRD | 150mm round downpipe clip SS 316 | 1 | no | =XGETRATE("ROF",$A4,2) | 1 | =PRODUCT(C4*E4,F4) | =G4
B |  | Discount | =XGETVALUE("Discount 25%",3) | % | =SUBTOTAL(G4:G4) | 1 | =PRODUCT(C5*E5,F5) | =G5
B |  | Waste | =XGETVALUE("Waste 5%",3) | % | =SUBTOTAL(G4:G5) | 1 | =PRODUCT(C6*E6,F6) | =G6
B | Roofer | Roofer all types | 0.35 | hrs | =XGETRATE("LAB1",$A7,2) | 1 | =PRODUCT(C7*E7,F7) | =G7
B |  | Margin | =XGETVALUE("Builders margin",3) | % | =SUBTOTAL(G1:G7) | 1 | =PRODUCT(C8*E8,F8) | =G8
I | T26.24.325 | <b>Round Downpipe, Zinc, Pre-Weathered,</b> 0.7mm | T26.24_Roof_DP_Metal
I | T26.24.329 | 50mm diameter | T26.24_Roof_DP_Metal | m
B | VM050DPRD | 50mm round tapered downpipe ZINC PRE-WEATHERED | 1 | m | =XGETRATE("ROF",$A1,2) | 1 | =PRODUCT(C1*E1,F1) | =G1
B |  | Discount | =XGETVALUE("Discount 25%",3) | % | =SUBTOTAL(G1:G1) | 1 | =PRODUCT(C2*E2,F2) | =G2
B |  | Waste | =XGETVALUE("Waste 5%",3) | % | =SUBTOTAL(G1:G2) | 1 | =PRODUCT(C3*E3,F3) | =G3
B | VM050DPCRD | 50mm round downpipe clip ZINC PRE-WEATHERED | 1 | no | =XGETRATE("ROF",$A4,2) | 1 | =PRODUCT(C4*E4,F4) | =G4
B |  | Discount | =XGETVALUE("Discount 25%",3) | % | =SUBTOTAL(G4:G4) | 1 | =PRODUCT(C5*E5,F5) | =G5
B |  | Waste | =XGETVALUE("Waste 5%",3) | % | =SUBTOTAL(G4:G5) | 1 | =PRODUCT(C6*E6,F6) | =G6
B | Roofer | Roofer all types | 0.3 | hrs | =XGETRATE("LAB1",$A7,2) | 1 | =PRODUCT(C7*E7,F7) | =G7
B |  | Margin | =XGETVALUE("Builders margin",3) | % | =SUBTOTAL(G1:G7) | 1 | =PRODUCT(C8*E8,F8) | =G8
I | T26.24.333 | 63mm diameter | T26.24_Roof_DP_Metal | m
B | VM063DPRD | 63mm round tapered downpipe ZINC PRE-WEATHERED | 1 | m | =XGETRATE("ROF",$A1,2) | 1 | =PRODUCT(C1*E1,F1) | =G1
B |  | Discount | =XGETVALUE("Discount 25%",3) | % | =SUBTOTAL(G1:G1) | 1 | =PRODUCT(C2*E2,F2) | =G2
B |  | Waste | =XGETVALUE("Waste 5%",3) | % | =SUBTOTAL(G1:G2) | 1 | =PRODUCT(C3*E3,F3) | =G3
B | VM063DPCRD | 63mm round downpipe clip ZINC PRE-WEATHERED | 1 | no | =XGETRATE("ROF",$A4,2) | 1 | =PRODUCT(C4*E4,F4) | =G4
B |  | Discount | =XGETVALUE("Discount 25%",3) | % | =SUBTOTAL(G4:G4) | 1 | =PRODUCT(C5*E5,F5) | =G5
B |  | Waste | =XGETVALUE("Waste 5%",3) | % | =SUBTOTAL(G4:G5) | 1 | =PRODUCT(C6*E6,F6) | =G6
B | Roofer | Roofer all types | 0.3 | hrs | =XGETRATE("LAB1",$A7,2) | 1 | =PRODUCT(C7*E7,F7) | =G7
B |  | Margin | =XGETVALUE("Builders margin",3) | % | =SUBTOTAL(G1:G7) | 1 | =PRODUCT(C8*E8,F8) | =G8
I | T26.24.337 | 75mm diameter | T26.24_Roof_DP_Metal | m
B | VM075DPRD | 75mm round tapered downpipe ZINC PRE-WEATHERED | 1 | m | =XGETRATE("ROF",$A1,2) | 1 | =PRODUCT(C1*E1,F1) | =G1
B |  | Discount | =XGETVALUE("Discount 25%",3) | % | =SUBTOTAL(G1:G1) | 1 | =PRODUCT(C2*E2,F2) | =G2
B |  | Waste | =XGETVALUE("Waste 5%",3) | % | =SUBTOTAL(G1:G2) | 1 | =PRODUCT(C3*E3,F3) | =G3
B | VM075DPCRD | 75mm round downpipe clip ZINC PRE-WEATHERED | 1 | no | =XGETRATE("ROF",$A4,2) | 1 | =PRODUCT(C4*E4,F4) | =G4
B |  | Discount | =XGETVALUE("Discount 25%",3) | % | =SUBTOTAL(G4:G4) | 1 | =PRODUCT(C5*E5,F5) | =G5
B |  | Waste | =XGETVALUE("Waste 5%",3) | % | =SUBTOTAL(G4:G5) | 1 | =PRODUCT(C6*E6,F6) | =G6
B | Roofer | Roofer all types | 0.35 | hrs | =XGETRATE("LAB1",$A7,2) | 1 | =PRODUCT(C7*E7,F7) | =G7
B |  | Margin | =XGETVALUE("Builders margin",3) | % | =SUBTOTAL(G1:G7) | 1 | =PRODUCT(C8*E8,F8) | =G8
I | T26.24.341 | 100mm diameter | T26.24_Roof_DP_Metal | m
B | VM100DPRD | 100mm round tapered downpipe ZINC PRE-WEATHERED | 1 | m | =XGETRATE("ROF",$A1,2) | 1 | =PRODUCT(C1*E1,F1) | =G1
B |  | Discount | =XGETVALUE("Discount 25%",3) | % | =SUBTOTAL(G1:G1) | 1 | =PRODUCT(C2*E2,F2) | =G2
B |  | Waste | =XGETVALUE("Waste 5%",3) | % | =SUBTOTAL(G1:G2) | 1 | =PRODUCT(C3*E3,F3) | =G3
B | VM100DPCRD | 100mm round downpipe clip ZINC PRE-WEATHERED | 1 | no | =XGETRATE("ROF",$A4,2) | 1 | =PRODUCT(C4*E4,F4) | =G4
B |  | Discount | =XGETVALUE("Discount 25%",3) | % | =SUBTOTAL(G4:G4) | 1 | =PRODUCT(C5*E5,F5) | =G5
B |  | Waste | =XGETVALUE("Waste 5%",3) | % | =SUBTOTAL(G4:G5) | 1 | =PRODUCT(C6*E6,F6) | =G6
B | Roofer | Roofer all types | 0.35 | hrs | =XGETRATE("LAB1",$A7,2) | 1 | =PRODUCT(C7*E7,F7) | =G7
B |  | Margin | =XGETVALUE("Builders margin",3) | % | =SUBTOTAL(G1:G7) | 1 | =PRODUCT(C8*E8,F8) | =G8
I | T26.24.345 | 150mm diameter | T26.24_Roof_DP_Metal | m
B | VM150DPRD | 150mm round tapered downpipe ZINC PRE-WEATHERED | 1 | m | =XGETRATE("ROF",$A1,2) | 1 | =PRODUCT(C1*E1,F1) | =G1
B |  | Discount | =XGETVALUE("Discount 25%",3) | % | =SUBTOTAL(G1:G1) | 1 | =PRODUCT(C2*E2,F2) | =G2
B |  | Waste | =XGETVALUE("Waste 5%",3) | % | =SUBTOTAL(G1:G2) | 1 | =PRODUCT(C3*E3,F3) | =G3
B | VM150DPCRD | 150mm round downpipe clip ZINC PRE-WEATHERED | 1 | no | =XGETRATE("ROF",$A4,2) | 1 | =PRODUCT(C4*E4,F4) | =G4
B |  | Discount | =XGETVALUE("Discount 25%",3) | % | =SUBTOTAL(G4:G4) | 1 | =PRODUCT(C5*E5,F5) | =G5
B |  | Waste | =XGETVALUE("Waste 5%",3) | % | =SUBTOTAL(G4:G5) | 1 | =PRODUCT(C6*E6,F6) | =G6
B | Roofer | Roofer all types | 0.35 | hrs | =XGETRATE("LAB1",$A7,2) | 1 | =PRODUCT(C7*E7,F7) | =G7
B |  | Margin | =XGETVALUE("Builders margin",3) | % | =SUBTOTAL(G1:G7) | 1 | =PRODUCT(C8*E8,F8) | =G8
I | T26.24.349 | Offset, 300mm to 500mm, adjustable, with two bends | T26.24_Roof_DP_Metal
I | T26.24.353 | 50mm diameter | T26.24_Roof_DP_Metal | No
B | VM050DPOA | 50mm round offset 300-500 adj ZINC PRE-WEATHERED | 1 | no | =XGETRATE("ROF",$A1,2) | 1 | =PRODUCT(C1*E1,F1) | =G1
B |  | Discount | =XGETVALUE("Discount 25%",3) | % | =SUBTOTAL(G1:G1) | 1 | =PRODUCT(C2*E2,F2) | =G2
B |  | Waste | =XGETVALUE("Waste 5%",3) | % | =SUBTOTAL(G1:G2) | 1 | =PRODUCT(C3*E3,F3) | =G3
B | VM050DPCRD | 50mm round downpipe clip ZINC PRE-WEATHERED | 1 | no | =XGETRATE("ROF",$A4,2) | 1 | =PRODUCT(C4*E4,F4) | =G4
B |  | Discount | =XGETVALUE("Discount 25%",3) | % | =SUBTOTAL(G4:G4) | 1 | =PRODUCT(C5*E5,F5) | =G5
B |  | Waste | =XGETVALUE("Waste 5%",3) | % | =SUBTOTAL(G4:G5) | 1 | =PRODUCT(C6*E6,F6) | =G6
B | Roofer | Roofer all types | 0.3 | hrs | =XGETRATE("LAB1",$A7,2) | 1 | =PRODUCT(C7*E7,F7) | =G7
B |  | Margin | =XGETVALUE("Builders margin",3) | % | =SUBTOTAL(G1:G7) | 1 | =PRODUCT(C8*E8,F8) | =G8
I | T26.24.357 | 63mm diameter | T26.24_Roof_DP_Metal | No
B | VM063DPOA | 63mm round offset 300-500 adj ZINC PRE-WEATHERED | 1 | no | =XGETRATE("ROF",$A1,2) | 1 | =PRODUCT(C1*E1,F1) | =G1
B |  | Discount | =XGETVALUE("Discount 25%",3) | % | =SUBTOTAL(G1:G1) | 1 | =PRODUCT(C2*E2,F2) | =G2
B |  | Waste | =XGETVALUE("Waste 5%",3) | % | =SUBTOTAL(G1:G2) | 1 | =PRODUCT(C3*E3,F3) | =G3
B | VM063DPCRD | 63mm round downpipe clip ZINC PRE-WEATHERED | 1 | no | =XGETRATE("ROF",$A4,2) | 1 | =PRODUCT(C4*E4,F4) | =G4
B |  | Discount | =XGETVALUE("Discount 25%",3) | % | =SUBTOTAL(G4:G4) | 1 | =PRODUCT(C5*E5,F5) | =G5
B |  | Waste | =XGETVALUE("Waste 5%",3) | % | =SUBTOTAL(G4:G5) | 1 | =PRODUCT(C6*E6,F6) | =G6
B | Roofer | Roofer all types | 0.3 | hrs | =XGETRATE("LAB1",$A7,2) | 1 | =PRODUCT(C7*E7,F7) | =G7
B |  | Margin | =XGETVALUE("Builders margin",3) | % | =SUBTOTAL(G1:G7) | 1 | =PRODUCT(C8*E8,F8) | =G8
I | T26.24.361 | 75mm diameter | T26.24_Roof_DP_Metal | No
B | VM075DPOA | 75mm round offset 300-500 adj ZINC PRE-WEATHERED | 1 | no | =XGETRATE("ROF",$A1,2) | 1 | =PRODUCT(C1*E1,F1) | =G1
B |  | Discount | =XGETVALUE("Discount 25%",3) | % | =SUBTOTAL(G1:G1) | 1 | =PRODUCT(C2*E2,F2) | =G2
B |  | Waste | =XGETVALUE("Waste 5%",3) | % | =SUBTOTAL(G1:G2) | 1 | =PRODUCT(C3*E3,F3) | =G3
B | VM075DPCRD | 75mm round downpipe clip ZINC PRE-WEATHERED | 1 | no | =XGETRATE("ROF",$A4,2) | 1 | =PRODUCT(C4*E4,F4) | =G4
B |  | Discount | =XGETVALUE("Discount 25%",3) | % | =SUBTOTAL(G4:G4) | 1 | =PRODUCT(C5*E5,F5) | =G5
B |  | Waste | =XGETVALUE("Waste 5%",3) | % | =SUBTOTAL(G4:G5) | 1 | =PRODUCT(C6*E6,F6) | =G6
B | Roofer | Roofer all types | 0.35 | hrs | =XGETRATE("LAB1",$A7,2) | 1 | =PRODUCT(C7*E7,F7) | =G7
B |  | Margin | =XGETVALUE("Builders margin",3) | % | =SUBTOTAL(G1:G7) | 1 | =PRODUCT(C8*E8,F8) | =G8
I | T26.24.365 | 100mm diameter | T26.24_Roof_DP_Metal | No
B | VM100DPOA | 100mm round offset 300-500 adj ZINC PRE-WEATHERED | 1 | no | =XGETRATE("ROF",$A1,2) | 1 | =PRODUCT(C1*E1,F1) | =G1
B |  | Discount | =XGETVALUE("Discount 25%",3) | % | =SUBTOTAL(G1:G1) | 1 | =PRODUCT(C2*E2,F2) | =G2
B |  | Waste | =XGETVALUE("Waste 5%",3) | % | =SUBTOTAL(G1:G2) | 1 | =PRODUCT(C3*E3,F3) | =G3
B | VM100DPCRD | 100mm round downpipe clip ZINC PRE-WEATHERED | 1 | no | =XGETRATE("ROF",$A4,2) | 1 | =PRODUCT(C4*E4,F4) | =G4
B |  | Discount | =XGETVALUE("Discount 25%",3) | % | =SUBTOTAL(G4:G4) | 1 | =PRODUCT(C5*E5,F5) | =G5
B |  | Waste | =XGETVALUE("Waste 5%",3) | % | =SUBTOTAL(G4:G5) | 1 | =PRODUCT(C6*E6,F6) | =G6
B | Roofer | Roofer all types | 0.35 | hrs | =XGETRATE("LAB1",$A7,2) | 1 | =PRODUCT(C7*E7,F7) | =G7
B |  | Margin | =XGETVALUE("Builders margin",3) | % | =SUBTOTAL(G1:G7) | 1 | =PRODUCT(C8*E8,F8) | =G8
I | T26.24.369 | 150mm diameter | T26.24_Roof_DP_Metal | No
B | VM150DPOA | 150mm round offset 300-500 adj ZINC PRE-WEATHERED | 1 | no | =XGETRATE("ROF",$A1,2) | 1 | =PRODUCT(C1*E1,F1) | =G1
B |  | Discount | =XGETVALUE("Discount 25%",3) | % | =SUBTOTAL(G1:G1) | 1 | =PRODUCT(C2*E2,F2) | =G2
B |  | Waste | =XGETVALUE("Waste 5%",3) | % | =SUBTOTAL(G1:G2) | 1 | =PRODUCT(C3*E3,F3) | =G3
B | VM150DPCRD | 150mm round downpipe clip ZINC PRE-WEATHERED | 1 | no | =XGETRATE("ROF",$A4,2) | 1 | =PRODUCT(C4*E4,F4) | =G4
B |  | Discount | =XGETVALUE("Discount 25%",3) | % | =SUBTOTAL(G4:G4) | 1 | =PRODUCT(C5*E5,F5) | =G5
B |  | Waste | =XGETVALUE("Waste 5%",3) | % | =SUBTOTAL(G4:G5) | 1 | =PRODUCT(C6*E6,F6) | =G6
B | Roofer | Roofer all types | 0.35 | hrs | =XGETRATE("LAB1",$A7,2) | 1 | =PRODUCT(C7*E7,F7) | =G7
B |  | Margin | =XGETVALUE("Builders margin",3) | % | =SUBTOTAL(G1:G7) | 1 | =PRODUCT(C8*E8,F8) | =G8
I | T26.24.373 | Offset, 500mm to 750mm, adjustable, with two bends | T26.24_Roof_DP_Metal
I | T26.24.377 | 50mm diameter | T26.24_Roof_DP_Metal | No
B | VM050DPLOA | 50mm round offset 500-750 adj ZINC PRE-WEATHERED | 1 | no | =XGETRATE("ROF",$A1,2) | 1 | =PRODUCT(C1*E1,F1) | =G1
B |  | Discount | =XGETVALUE("Discount 25%",3) | % | =SUBTOTAL(G1:G1) | 1 | =PRODUCT(C2*E2,F2) | =G2
B |  | Waste | =XGETVALUE("Waste 5%",3) | % | =SUBTOTAL(G1:G2) | 1 | =PRODUCT(C3*E3,F3) | =G3
B | VM050DPCRD | 50mm round downpipe clip ZINC PRE-WEATHERED | 1 | no | =XGETRATE("ROF",$A4,2) | 1 | =PRODUCT(C4*E4,F4) | =G4
B |  | Discount | =XGETVALUE("Discount 25%",3) | % | =SUBTOTAL(G4:G4) | 1 | =PRODUCT(C5*E5,F5) | =G5
B |  | Waste | =XGETVALUE("Waste 5%",3) | % | =SUBTOTAL(G4:G5) | 1 | =PRODUCT(C6*E6,F6) | =G6
B | Roofer | Roofer all types | 0.3 | hrs | =XGETRATE("LAB1",$A7,2) | 1 | =PRODUCT(C7*E7,F7) | =G7
B |  | Margin | =XGETVALUE("Builders margin",3) | % | =SUBTOTAL(G1:G7) | 1 | =PRODUCT(C8*E8,F8) | =G8
I | T26.24.381 | 63mm diameter | T26.24_Roof_DP_Metal | No
B | VM063DPLOA | 63mm round offset 500-750 adj ZINC PRE-WEATHERED | 1 | no | =XGETRATE("ROF",$A1,2) | 1 | =PRODUCT(C1*E1,F1) | =G1
B |  | Discount | =XGETVALUE("Discount 25%",3) | % | =SUBTOTAL(G1:G1) | 1 | =PRODUCT(C2*E2,F2) | =G2
B |  | Waste | =XGETVALUE("Waste 5%",3) | % | =SUBTOTAL(G1:G2) | 1 | =PRODUCT(C3*E3,F3) | =G3
B | VM063DPCRD | 63mm round downpipe clip ZINC PRE-WEATHERED | 1 | no | =XGETRATE("ROF",$A4,2) | 1 | =PRODUCT(C4*E4,F4) | =G4
B |  | Discount | =XGETVALUE("Discount 25%",3) | % | =SUBTOTAL(G4:G4) | 1 | =PRODUCT(C5*E5,F5) | =G5
B |  | Waste | =XGETVALUE("Waste 5%",3) | % | =SUBTOTAL(G4:G5) | 1 | =PRODUCT(C6*E6,F6) | =G6
B | Roofer | Roofer all types | 0.3 | hrs | =XGETRATE("LAB1",$A7,2) | 1 | =PRODUCT(C7*E7,F7) | =G7
B |  | Margin | =XGETVALUE("Builders margin",3) | % | =SUBTOTAL(G1:G7) | 1 | =PRODUCT(C8*E8,F8) | =G8
I | T26.24.385 | 75mm diameter | T26.24_Roof_DP_Metal | No
B | VM075DPLOA | 75mm round offset 500-750 adj ZINC PRE-WEATHERED | 1 | no | =XGETRATE("ROF",$A1,2) | 1 | =PRODUCT(C1*E1,F1) | =G1
B |  | Discount | =XGETVALUE("Discount 25%",3) | % | =SUBTOTAL(G1:G1) | 1 | =PRODUCT(C2*E2,F2) | =G2
B |  | Waste | =XGETVALUE("Waste 5%",3) | % | =SUBTOTAL(G1:G2) | 1 | =PRODUCT(C3*E3,F3) | =G3
B | VM075DPCRD | 75mm round downpipe clip ZINC PRE-WEATHERED | 1 | no | =XGETRATE("ROF",$A4,2) | 1 | =PRODUCT(C4*E4,F4) | =G4
B |  | Discount | =XGETVALUE("Discount 25%",3) | % | =SUBTOTAL(G4:G4) | 1 | =PRODUCT(C5*E5,F5) | =G5
B |  | Waste | =XGETVALUE("Waste 5%",3) | % | =SUBTOTAL(G4:G5) | 1 | =PRODUCT(C6*E6,F6) | =G6
B | Roofer | Roofer all types | 0.35 | hrs | =XGETRATE("LAB1",$A7,2) | 1 | =PRODUCT(C7*E7,F7) | =G7
B |  | Margin | =XGETVALUE("Builders margin",3) | % | =SUBTOTAL(G1:G7) | 1 | =PRODUCT(C8*E8,F8) | =G8
I | T26.24.389 | 100mm diameter | T26.24_Roof_DP_Metal | No
B | VM100DPLOA | 100mm round offset 500-750 adj ZINC PRE-WEATHERED | 1 | no | =XGETRATE("ROF",$A1,2) | 1 | =PRODUCT(C1*E1,F1) | =G1
B |  | Discount | =XGETVALUE("Discount 25%",3) | % | =SUBTOTAL(G1:G1) | 1 | =PRODUCT(C2*E2,F2) | =G2
B |  | Waste | =XGETVALUE("Waste 5%",3) | % | =SUBTOTAL(G1:G2) | 1 | =PRODUCT(C3*E3,F3) | =G3
B | VM100DPCRD | 100mm round downpipe clip ZINC PRE-WEATHERED | 1 | no | =XGETRATE("ROF",$A4,2) | 1 | =PRODUCT(C4*E4,F4) | =G4
B |  | Discount | =XGETVALUE("Discount 25%",3) | % | =SUBTOTAL(G4:G4) | 1 | =PRODUCT(C5*E5,F5) | =G5
B |  | Waste | =XGETVALUE("Waste 5%",3) | % | =SUBTOTAL(G4:G5) | 1 | =PRODUCT(C6*E6,F6) | =G6
B | Roofer | Roofer all types | 0.35 | hrs | =XGETRATE("LAB1",$A7,2) | 1 | =PRODUCT(C7*E7,F7) | =G7
B |  | Margin | =XGETVALUE("Builders margin",3) | % | =SUBTOTAL(G1:G7) | 1 | =PRODUCT(C8*E8,F8) | =G8
I | T26.24.393 | 150mm diameter | T26.24_Roof_DP_Metal | No
B | VM150DPLOA | 150mm round offset 500-750 adj ZINC PRE-WEATHERED | 1 | no | =XGETRATE("ROF",$A1,2) | 1 | =PRODUCT(C1*E1,F1) | =G1
B |  | Discount | =XGETVALUE("Discount 25%",3) | % | =SUBTOTAL(G1:G1) | 1 | =PRODUCT(C2*E2,F2) | =G2
B |  | Waste | =XGETVALUE("Waste 5%",3) | % | =SUBTOTAL(G1:G2) | 1 | =PRODUCT(C3*E3,F3) | =G3
B | VM150DPCRD | 150mm round downpipe clip ZINC PRE-WEATHERED | 1 | no | =XGETRATE("ROF",$A4,2) | 1 | =PRODUCT(C4*E4,F4) | =G4
B |  | Discount | =XGETVALUE("Discount 25%",3) | % | =SUBTOTAL(G4:G4) | 1 | =PRODUCT(C5*E5,F5) | =G5
B |  | Waste | =XGETVALUE("Waste 5%",3) | % | =SUBTOTAL(G4:G5) | 1 | =PRODUCT(C6*E6,F6) | =G6
B | Roofer | Roofer all types | 0.35 | hrs | =XGETRATE("LAB1",$A7,2) | 1 | =PRODUCT(C7*E7,F7) | =G7
B |  | Margin | =XGETVALUE("Builders margin",3) | % | =SUBTOTAL(G1:G7) | 1 | =PRODUCT(C8*E8,F8) | =G8
I | T26.24.397 | <b>Rectangular Downpipe, ZINCALUME<s>®</s>,</b> 0.55mm | T26.24_Roof_DP_Metal
I | T26.24.401 | 100mm x 50mm | T26.24_Roof_DP_Metal | m
B | ZC100X50DPRE | 100mm x 50mm rectangular downpipe ZINCALUME | 1 | m | =XGETRATE("ROF",$A1,2) | 1 | =PRODUCT(C1*E1,F1) | =G1
B |  | Discount | =XGETVALUE("Discount 25%",3) | % | =SUBTOTAL(G1:G1) | 1 | =PRODUCT(C2*E2,F2) | =G2
B |  | Waste | =XGETVALUE("Waste 5%",3) | % | =SUBTOTAL(G1:G2) | 1 | =PRODUCT(C3*E3,F3) | =G3
B | ZC100X50DPCRE | 100mm x 50mm rectangular dp clips ZINCALUME | 1 | no | =XGETRATE("ROF",$A4,2) | 1 | =PRODUCT(C4*E4,F4) | =G4
B |  | Discount | =XGETVALUE("Discount 25%",3) | % | =SUBTOTAL(G4:G4) | 1 | =PRODUCT(C5*E5,F5) | =G5
B |  | Waste | =XGETVALUE("Waste 5%",3) | % | =SUBTOTAL(G4:G5) | 1 | =PRODUCT(C6*E6,F6) | =G6
B | Roofer | Roofer all types | 0.3 | hrs | =XGETRATE("LAB1",$A7,2) | 1 | =PRODUCT(C7*E7,F7) | =G7
B |  | Margin | =XGETVALUE("Builders margin",3) | % | =SUBTOTAL(G1:G7) | 1 | =PRODUCT(C8*E8,F8) | =G8
I | T26.24.405 | 100mm x 75mm | T26.24_Roof_DP_Metal | m
B | ZC100X75DPRE | 100mm x 75mm rectangular downpipe ZINCALUME | 1 | m | =XGETRATE("ROF",$A1,2) | 1 | =PRODUCT(C1*E1,F1) | =G1
B |  | Discount | =XGETVALUE("Discount 25%",3) | % | =SUBTOTAL(G1:G1) | 1 | =PRODUCT(C2*E2,F2) | =G2
B |  | Waste | =XGETVALUE("Waste 5%",3) | % | =SUBTOTAL(G1:G2) | 1 | =PRODUCT(C3*E3,F3) | =G3
B | ZC100X75DPCRE | 100mm x 75mm rectangular dp clips ZINCALUME | 1 | no | =XGETRATE("ROF",$A4,2) | 1 | =PRODUCT(C4*E4,F4) | =G4
B |  | Discount | =XGETVALUE("Discount 25%",3) | % | =SUBTOTAL(G4:G4) | 1 | =PRODUCT(C5*E5,F5) | =G5
B |  | Waste | =XGETVALUE("Waste 5%",3) | % | =SUBTOTAL(G4:G5) | 1 | =PRODUCT(C6*E6,F6) | =G6
B | Roofer | Roofer all types | 0.3 | hrs | =XGETRATE("LAB1",$A7,2) | 1 | =PRODUCT(C7*E7,F7) | =G7
B |  | Margin | =XGETVALUE("Builders margin",3) | % | =SUBTOTAL(G1:G7) | 1 | =PRODUCT(C8*E8,F8) | =G8
I | T26.24.409 | 100mm x 100mm | T26.24_Roof_DP_Metal | m
B | ZC100X100DPRE | 100mm x 100mm rectangular downpipe ZINCALUME | 1 | m | =XGETRATE("ROF",$A1,2) | 1 | =PRODUCT(C1*E1,F1) | =G1
B |  | Discount | =XGETVALUE("Discount 25%",3) | % | =SUBTOTAL(G1:G1) | 1 | =PRODUCT(C2*E2,F2) | =G2
B |  | Waste | =XGETVALUE("Waste 5%",3) | % | =SUBTOTAL(G1:G2) | 1 | =PRODUCT(C3*E3,F3) | =G3
B | ZC100X100DPCRE | 100mm x 100mm rectangular dp clips ZINCALUME | 1 | no | =XGETRATE("ROF",$A4,2) | 1 | =PRODUCT(C4*E4,F4) | =G4
B |  | Discount | =XGETVALUE("Discount 25%",3) | % | =SUBTOTAL(G4:G4) | 1 | =PRODUCT(C5*E5,F5) | =G5
B |  | Waste | =XGETVALUE("Waste 5%",3) | % | =SUBTOTAL(G4:G5) | 1 | =PRODUCT(C6*E6,F6) | =G6
B | Roofer | Roofer all types | 0.35 | hrs | =XGETRATE("LAB1",$A7,2) | 1 | =PRODUCT(C7*E7,F7) | =G7
B |  | Margin | =XGETVALUE("Builders margin",3) | % | =SUBTOTAL(G1:G7) | 1 | =PRODUCT(C8*E8,F8) | =G8
I | T26.24.413 | Offset, 300mm to 500mm, adjustable, with two bends | T26.24_Roof_DP_Metal
I | T26.24.417 | 100mm x 50mm | T26.24_Roof_DP_Metal | No
B | ZC100X50DPOA | 100mm x 50mm rectangular offset 300-500 adj ZINCALUME | 1 | no | =XGETRATE("ROF",$A1,2) | 1 | =PRODUCT(C1*E1,F1) | =G1
B |  | Discount | =XGETVALUE("Discount 25%",3) | % | =SUBTOTAL(G1:G1) | 1 | =PRODUCT(C2*E2,F2) | =G2
B |  | Waste | =XGETVALUE("Waste 5%",3) | % | =SUBTOTAL(G1:G2) | 1 | =PRODUCT(C3*E3,F3) | =G3
B | ZC100X50DPCRE | 100mm x 50mm rectangular dp clips ZINCALUME | 1 | no | =XGETRATE("ROF",$A4,2) | 1 | =PRODUCT(C4*E4,F4) | =G4
B |  | Discount | =XGETVALUE("Discount 25%",3) | % | =SUBTOTAL(G4:G4) | 1 | =PRODUCT(C5*E5,F5) | =G5
B |  | Waste | =XGETVALUE("Waste 5%",3) | % | =SUBTOTAL(G4:G5) | 1 | =PRODUCT(C6*E6,F6) | =G6
B | Roofer | Roofer all types | 0.3 | hrs | =XGETRATE("LAB1",$A7,2) | 1 | =PRODUCT(C7*E7,F7) | =G7
B |  | Margin | =XGETVALUE("Builders margin",3) | % | =SUBTOTAL(G1:G7) | 1 | =PRODUCT(C8*E8,F8) | =G8
I | T26.24.421 | 100mm x 75mm | T26.24_Roof_DP_Metal | No
B | ZC100X75DPOA | 100mm x 75mm rectangular offset 300-500 adj ZINCALUME | 1 | no | =XGETRATE("ROF",$A1,2) | 1 | =PRODUCT(C1*E1,F1) | =G1
B |  | Discount | =XGETVALUE("Discount 25%",3) | % | =SUBTOTAL(G1:G1) | 1 | =PRODUCT(C2*E2,F2) | =G2
B |  | Waste | =XGETVALUE("Waste 5%",3) | % | =SUBTOTAL(G1:G2) | 1 | =PRODUCT(C3*E3,F3) | =G3
B | ZC100X75DPCRE | 100mm x 75mm rectangular dp clips ZINCALUME | 1 | no | =XGETRATE("ROF",$A4,2) | 1 | =PRODUCT(C4*E4,F4) | =G4
B |  | Discount | =XGETVALUE("Discount 25%",3) | % | =SUBTOTAL(G4:G4) | 1 | =PRODUCT(C5*E5,F5) | =G5
B |  | Waste | =XGETVALUE("Waste 5%",3) | % | =SUBTOTAL(G4:G5) | 1 | =PRODUCT(C6*E6,F6) | =G6
B | Roofer | Roofer all types | 0.3 | hrs | =XGETRATE("LAB1",$A7,2) | 1 | =PRODUCT(C7*E7,F7) | =G7
B |  | Margin | =XGETVALUE("Builders margin",3) | % | =SUBTOTAL(G1:G7) | 1 | =PRODUCT(C8*E8,F8) | =G8
I | T26.24.425 | 100mm x 100mm | T26.24_Roof_DP_Metal | No
B | ZC100X100DPOA | 100mm x 100mm rectangular offset 300-500 adj ZINCALUME | 1 | no | =XGETRATE("ROF",$A1,2) | 1 | =PRODUCT(C1*E1,F1) | =G1
B |  | Discount | =XGETVALUE("Discount 25%",3) | % | =SUBTOTAL(G1:G1) | 1 | =PRODUCT(C2*E2,F2) | =G2
B |  | Waste | =XGETVALUE("Waste 5%",3) | % | =SUBTOTAL(G1:G2) | 1 | =PRODUCT(C3*E3,F3) | =G3
B | ZC100X100DPCRE | 100mm x 100mm rectangular dp clips ZINCALUME | 1 | no | =XGETRATE("ROF",$A4,2) | 1 | =PRODUCT(C4*E4,F4) | =G4
B |  | Discount | =XGETVALUE("Discount 25%",3) | % | =SUBTOTAL(G4:G4) | 1 | =PRODUCT(C5*E5,F5) | =G5
B |  | Waste | =XGETVALUE("Waste 5%",3) | % | =SUBTOTAL(G4:G5) | 1 | =PRODUCT(C6*E6,F6) | =G6
B | Roofer | Roofer all types | 0.35 | hrs | =XGETRATE("LAB1",$A7,2) | 1 | =PRODUCT(C7*E7,F7) | =G7
B |  | Margin | =XGETVALUE("Builders margin",3) | % | =SUBTOTAL(G1:G7) | 1 | =PRODUCT(C8*E8,F8) | =G8
I | T26.24.429 | Offset, 500mm to 750mm, adjustable, with two bends | T26.24_Roof_DP_Metal
I | T26.24.433 | 100mm x 50mm | T26.24_Roof_DP_Metal | No
B | ZC100X50DPLOA | 100mm x 50mm rectangular offset 500-750 adj ZINCALUME | 1 | no | =XGETRATE("ROF",$A1,2) | 1 | =PRODUCT(C1*E1,F1) | =G1
B |  | Discount | =XGETVALUE("Discount 25%",3) | % | =SUBTOTAL(G1:G1) | 1 | =PRODUCT(C2*E2,F2) | =G2
B |  | Waste | =XGETVALUE("Waste 5%",3) | % | =SUBTOTAL(G1:G2) | 1 | =PRODUCT(C3*E3,F3) | =G3
B | ZC100X50DPCRE | 100mm x 50mm rectangular dp clips ZINCALUME | 1 | no | =XGETRATE("ROF",$A4,2) | 1 | =PRODUCT(C4*E4,F4) | =G4
B |  | Discount | =XGETVALUE("Discount 25%",3) | % | =SUBTOTAL(G4:G4) | 1 | =PRODUCT(C5*E5,F5) | =G5
B |  | Waste | =XGETVALUE("Waste 5%",3) | % | =SUBTOTAL(G4:G5) | 1 | =PRODUCT(C6*E6,F6) | =G6
B | Roofer | Roofer all types | 0.3 | hrs | =XGETRATE("LAB1",$A7,2) | 1 | =PRODUCT(C7*E7,F7) | =G7
B |  | Margin | =XGETVALUE("Builders margin",3) | % | =SUBTOTAL(G1:G7) | 1 | =PRODUCT(C8*E8,F8) | =G8
I | T26.24.437 | 100mm x 75mm | T26.24_Roof_DP_Metal | No
B | ZC100X75DPLOA | 100mm x 75mm rectangular offset 500-750 adj ZINCALUME | 1 | no | =XGETRATE("ROF",$A1,2) | 1 | =PRODUCT(C1*E1,F1) | =G1
B |  | Discount | =XGETVALUE("Discount 25%",3) | % | =SUBTOTAL(G1:G1) | 1 | =PRODUCT(C2*E2,F2) | =G2
B |  | Waste | =XGETVALUE("Waste 5%",3) | % | =SUBTOTAL(G1:G2) | 1 | =PRODUCT(C3*E3,F3) | =G3
B | ZC100X75DPCRE | 100mm x 75mm rectangular dp clips ZINCALUME | 1 | no | =XGETRATE("ROF",$A4,2) | 1 | =PRODUCT(C4*E4,F4) | =G4
B |  | Discount | =XGETVALUE("Discount 25%",3) | % | =SUBTOTAL(G4:G4) | 1 | =PRODUCT(C5*E5,F5) | =G5
B |  | Waste | =XGETVALUE("Waste 5%",3) | % | =SUBTOTAL(G4:G5) | 1 | =PRODUCT(C6*E6,F6) | =G6
B | Roofer | Roofer all types | 0.3 | hrs | =XGETRATE("LAB1",$A7,2) | 1 | =PRODUCT(C7*E7,F7) | =G7
B |  | Margin | =XGETVALUE("Builders margin",3) | % | =SUBTOTAL(G1:G7) | 1 | =PRODUCT(C8*E8,F8) | =G8
I | T26.24.441 | 100mm x 100mm | T26.24_Roof_DP_Metal | No
B | ZC100X100DPLOA | 100mm x 100mm rectangular offset 500-750 adj ZINCALUME | 1 | no | =XGETRATE("ROF",$A1,2) | 1 | =PRODUCT(C1*E1,F1) | =G1
B |  | Discount | =XGETVALUE("Discount 25%",3) | % | =SUBTOTAL(G1:G1) | 1 | =PRODUCT(C2*E2,F2) | =G2
B |  | Waste | =XGETVALUE("Waste 5%",3) | % | =SUBTOTAL(G1:G2) | 1 | =PRODUCT(C3*E3,F3) | =G3
B | ZC100X100DPCRE | 100mm x 100mm rectangular dp clips ZINCALUME | 1 | no | =XGETRATE("ROF",$A4,2) | 1 | =PRODUCT(C4*E4,F4) | =G4
B |  | Discount | =XGETVALUE("Discount 25%",3) | % | =SUBTOTAL(G4:G4) | 1 | =PRODUCT(C5*E5,F5) | =G5
B |  | Waste | =XGETVALUE("Waste 5%",3) | % | =SUBTOTAL(G4:G5) | 1 | =PRODUCT(C6*E6,F6) | =G6
B | Roofer | Roofer all types | 0.35 | hrs | =XGETRATE("LAB1",$A7,2) | 1 | =PRODUCT(C7*E7,F7) | =G7
B |  | Margin | =XGETVALUE("Builders margin",3) | % | =SUBTOTAL(G1:G7) | 1 | =PRODUCT(C8*E8,F8) | =G8
I | T26.24.445 | <b>Rectangular Downpipe, Copper,</b> 0.5mm | T26.24_Roof_DP_Metal
I | T26.24.449 | 100mm x 50mm | T26.24_Roof_DP_Metal | m
B | CU100X50DPRE | 100mm x 50mm rectangular downpipe COPPER | 1 | m | =XGETRATE("ROF",$A1,2) | 1 | =PRODUCT(C1*E1,F1) | =G1
B |  | Discount | =XGETVALUE("Discount 25%",3) | % | =SUBTOTAL(G1:G1) | 1 | =PRODUCT(C2*E2,F2) | =G2
B |  | Waste | =XGETVALUE("Waste 5%",3) | % | =SUBTOTAL(G1:G2) | 1 | =PRODUCT(C3*E3,F3) | =G3
B | CU100X50DPCRE | 100mm x 50mm rectangular dp clips COPPER | 1 | no | =XGETRATE("ROF",$A4,2) | 1 | =PRODUCT(C4*E4,F4) | =G4
B |  | Discount | =XGETVALUE("Discount 25%",3) | % | =SUBTOTAL(G4:G4) | 1 | =PRODUCT(C5*E5,F5) | =G5
B |  | Waste | =XGETVALUE("Waste 5%",3) | % | =SUBTOTAL(G4:G5) | 1 | =PRODUCT(C6*E6,F6) | =G6
B | Roofer | Roofer all types | 0.3 | hrs | =XGETRATE("LAB1",$A7,2) | 1 | =PRODUCT(C7*E7,F7) | =G7
B |  | Margin | =XGETVALUE("Builders margin",3) | % | =SUBTOTAL(G1:G7) | 1 | =PRODUCT(C8*E8,F8) | =G8
I | T26.24.453 | 100mm x 75mm | T26.24_Roof_DP_Metal | m
B | CU100X75DPRE | 100mm x 75mm rectangular downpipe COPPER | 1 | m | =XGETRATE("ROF",$A1,2) | 1 | =PRODUCT(C1*E1,F1) | =G1
B |  | Discount | =XGETVALUE("Discount 25%",3) | % | =SUBTOTAL(G1:G1) | 1 | =PRODUCT(C2*E2,F2) | =G2
B |  | Waste | =XGETVALUE("Waste 5%",3) | % | =SUBTOTAL(G1:G2) | 1 | =PRODUCT(C3*E3,F3) | =G3
B | CU100X75DPCRE | 100mm x 75mm rectangular dp clips COPPER | 1 | no | =XGETRATE("ROF",$A4,2) | 1 | =PRODUCT(C4*E4,F4) | =G4
B |  | Discount | =XGETVALUE("Discount 25%",3) | % | =SUBTOTAL(G4:G4) | 1 | =PRODUCT(C5*E5,F5) | =G5
B |  | Waste | =XGETVALUE("Waste 5%",3) | % | =SUBTOTAL(G4:G5) | 1 | =PRODUCT(C6*E6,F6) | =G6
B | Roofer | Roofer all types | 0.3 | hrs | =XGETRATE("LAB1",$A7,2) | 1 | =PRODUCT(C7*E7,F7) | =G7
B |  | Margin | =XGETVALUE("Builders margin",3) | % | =SUBTOTAL(G1:G7) | 1 | =PRODUCT(C8*E8,F8) | =G8
I | T26.24.457 | 100mm x 100mm | T26.24_Roof_DP_Metal | m
B | CU100X100DPRE | 100mm x 100mm rectangular downpipe COPPER | 1 | m | =XGETRATE("ROF",$A1,2) | 1 | =PRODUCT(C1*E1,F1) | =G1
B |  | Discount | =XGETVALUE("Discount 25%",3) | % | =SUBTOTAL(G1:G1) | 1 | =PRODUCT(C2*E2,F2) | =G2
B |  | Waste | =XGETVALUE("Waste 5%",3) | % | =SUBTOTAL(G1:G2) | 1 | =PRODUCT(C3*E3,F3) | =G3
B | CU100X100DPCRE | 100mm x 100mm rectangular dp clips COPPER | 1 | no | =XGETRATE("ROF",$A4,2) | 1 | =PRODUCT(C4*E4,F4) | =G4
B |  | Discount | =XGETVALUE("Discount 25%",3) | % | =SUBTOTAL(G4:G4) | 1 | =PRODUCT(C5*E5,F5) | =G5
B |  | Waste | =XGETVALUE("Waste 5%",3) | % | =SUBTOTAL(G4:G5) | 1 | =PRODUCT(C6*E6,F6) | =G6
B | Roofer | Roofer all types | 0.35 | hrs | =XGETRATE("LAB1",$A7,2) | 1 | =PRODUCT(C7*E7,F7) | =G7
B |  | Margin | =XGETVALUE("Builders margin",3) | % | =SUBTOTAL(G1:G7) | 1 | =PRODUCT(C8*E8,F8) | =G8
I | T26.24.461 | Offset, 300mm to 500mm, adjustable, with two bends | T26.24_Roof_DP_Metal
I | T26.24.465 | 100mm x 50mm | T26.24_Roof_DP_Metal | No
B | CU100X50DPOA | 100mm x 50mm rectangular offset 300-500 adj COPPER | 1 | no | =XGETRATE("ROF",$A1,2) | 1 | =PRODUCT(C1*E1,F1) | =G1
B |  | Discount | =XGETVALUE("Discount 25%",3) | % | =SUBTOTAL(G1:G1) | 1 | =PRODUCT(C2*E2,F2) | =G2
B |  | Waste | =XGETVALUE("Waste 5%",3) | % | =SUBTOTAL(G1:G2) | 1 | =PRODUCT(C3*E3,F3) | =G3
B | CU100X50DPCRE | 100mm x 50mm rectangular dp clips COPPER | 1 | no | =XGETRATE("ROF",$A4,2) | 1 | =PRODUCT(C4*E4,F4) | =G4
B |  | Discount | =XGETVALUE("Discount 25%",3) | % | =SUBTOTAL(G4:G4) | 1 | =PRODUCT(C5*E5,F5) | =G5
B |  | Waste | =XGETVALUE("Waste 5%",3) | % | =SUBTOTAL(G4:G5) | 1 | =PRODUCT(C6*E6,F6) | =G6
B | Roofer | Roofer all types | 0.3 | hrs | =XGETRATE("LAB1",$A7,2) | 1 | =PRODUCT(C7*E7,F7) | =G7
B |  | Margin | =XGETVALUE("Builders margin",3) | % | =SUBTOTAL(G1:G7) | 1 | =PRODUCT(C8*E8,F8) | =G8
I | T26.24.469 | 100mm x 75mm | T26.24_Roof_DP_Metal | No
B | CU100X75DPOA | 100mm x 75mm rectangular offset 300-500 adj COPPER | 1 | no | =XGETRATE("ROF",$A1,2) | 1 | =PRODUCT(C1*E1,F1) | =G1
B |  | Discount | =XGETVALUE("Discount 25%",3) | % | =SUBTOTAL(G1:G1) | 1 | =PRODUCT(C2*E2,F2) | =G2
B |  | Waste | =XGETVALUE("Waste 5%",3) | % | =SUBTOTAL(G1:G2) | 1 | =PRODUCT(C3*E3,F3) | =G3
B | CU100X75DPCRE | 100mm x 75mm rectangular dp clips COPPER | 1 | no | =XGETRATE("ROF",$A4,2) | 1 | =PRODUCT(C4*E4,F4) | =G4
B |  | Discount | =XGETVALUE("Discount 25%",3) | % | =SUBTOTAL(G4:G4) | 1 | =PRODUCT(C5*E5,F5) | =G5
B |  | Waste | =XGETVALUE("Waste 5%",3) | % | =SUBTOTAL(G4:G5) | 1 | =PRODUCT(C6*E6,F6) | =G6
B | Roofer | Roofer all types | 0.3 | hrs | =XGETRATE("LAB1",$A7,2) | 1 | =PRODUCT(C7*E7,F7) | =G7
B |  | Margin | =XGETVALUE("Builders margin",3) | % | =SUBTOTAL(G1:G7) | 1 | =PRODUCT(C8*E8,F8) | =G8
I | T26.24.473 | 100mm x 100mm | T26.24_Roof_DP_Metal | No
B | CU100X100DPOA | 100mm x 100mm rectangular offset 300-500 adj COPPER | 1 | no | =XGETRATE("ROF",$A1,2) | 1 | =PRODUCT(C1*E1,F1) | =G1
B |  | Discount | =XGETVALUE("Discount 25%",3) | % | =SUBTOTAL(G1:G1) | 1 | =PRODUCT(C2*E2,F2) | =G2
B |  | Waste | =XGETVALUE("Waste 5%",3) | % | =SUBTOTAL(G1:G2) | 1 | =PRODUCT(C3*E3,F3) | =G3
B | CU100X100DPCRE | 100mm x 100mm rectangular dp clips COPPER | 1 | no | =XGETRATE("ROF",$A4,2) | 1 | =PRODUCT(C4*E4,F4) | =G4
B |  | Discount | =XGETVALUE("Discount 25%",3) | % | =SUBTOTAL(G4:G4) | 1 | =PRODUCT(C5*E5,F5) | =G5
B |  | Waste | =XGETVALUE("Waste 5%",3) | % | =SUBTOTAL(G4:G5) | 1 | =PRODUCT(C6*E6,F6) | =G6
B | Roofer | Roofer all types | 0.35 | hrs | =XGETRATE("LAB1",$A7,2) | 1 | =PRODUCT(C7*E7,F7) | =G7
B |  | Margin | =XGETVALUE("Builders margin",3) | % | =SUBTOTAL(G1:G7) | 1 | =PRODUCT(C8*E8,F8) | =G8
I | T26.24.477 | Offset, 500mm to 750mm, adjustable, with two bends | T26.24_Roof_DP_Metal
I | T26.24.481 | 100mm x 50mm | T26.24_Roof_DP_Metal | No
B | CU100X50DPLOA | 100mm x 50mm rectangular offset 500-750 adj COPPER | 1 | no | =XGETRATE("ROF",$A1,2) | 1 | =PRODUCT(C1*E1,F1) | =G1
B |  | Discount | =XGETVALUE("Discount 25%",3) | % | =SUBTOTAL(G1:G1) | 1 | =PRODUCT(C2*E2,F2) | =G2
B |  | Waste | =XGETVALUE("Waste 5%",3) | % | =SUBTOTAL(G1:G2) | 1 | =PRODUCT(C3*E3,F3) | =G3
B | CU100X50DPCRE | 100mm x 50mm rectangular dp clips COPPER | 1 | no | =XGETRATE("ROF",$A4,2) | 1 | =PRODUCT(C4*E4,F4) | =G4
B |  | Discount | =XGETVALUE("Discount 25%",3) | % | =SUBTOTAL(G4:G4) | 1 | =PRODUCT(C5*E5,F5) | =G5
B |  | Waste | =XGETVALUE("Waste 5%",3) | % | =SUBTOTAL(G4:G5) | 1 | =PRODUCT(C6*E6,F6) | =G6
B | Roofer | Roofer all types | 0.3 | hrs | =XGETRATE("LAB1",$A7,2) | 1 | =PRODUCT(C7*E7,F7) | =G7
B |  | Margin | =XGETVALUE("Builders margin",3) | % | =SUBTOTAL(G1:G7) | 1 | =PRODUCT(C8*E8,F8) | =G8
I | T26.24.485 | 100mm x 75mm | T26.24_Roof_DP_Metal | No
B | CU100X75DPLOA | 100mm x 75mm rectangular offset 500-750 adj COPPER | 1 | no | =XGETRATE("ROF",$A1,2) | 1 | =PRODUCT(C1*E1,F1) | =G1
B |  | Discount | =XGETVALUE("Discount 25%",3) | % | =SUBTOTAL(G1:G1) | 1 | =PRODUCT(C2*E2,F2) | =G2
B |  | Waste | =XGETVALUE("Waste 5%",3) | % | =SUBTOTAL(G1:G2) | 1 | =PRODUCT(C3*E3,F3) | =G3
B | CU100X75DPCRE | 100mm x 75mm rectangular dp clips COPPER | 1 | no | =XGETRATE("ROF",$A4,2) | 1 | =PRODUCT(C4*E4,F4) | =G4
B |  | Discount | =XGETVALUE("Discount 25%",3) | % | =SUBTOTAL(G4:G4) | 1 | =PRODUCT(C5*E5,F5) | =G5
B |  | Waste | =XGETVALUE("Waste 5%",3) | % | =SUBTOTAL(G4:G5) | 1 | =PRODUCT(C6*E6,F6) | =G6
B | Roofer | Roofer all types | 0.3 | hrs | =XGETRATE("LAB1",$A7,2) | 1 | =PRODUCT(C7*E7,F7) | =G7
B |  | Margin | =XGETVALUE("Builders margin",3) | % | =SUBTOTAL(G1:G7) | 1 | =PRODUCT(C8*E8,F8) | =G8
I | T26.24.489 | 100mm x 100mm | T26.24_Roof_DP_Metal | No
B | CU100X100DPLOA | 100mm x 100mm rectangular offset 500-750 adj COPPER | 1 | no | =XGETRATE("ROF",$A1,2) | 1 | =PRODUCT(C1*E1,F1) | =G1
B |  | Discount | =XGETVALUE("Discount 25%",3) | % | =SUBTOTAL(G1:G1) | 1 | =PRODUCT(C2*E2,F2) | =G2
B |  | Waste | =XGETVALUE("Waste 5%",3) | % | =SUBTOTAL(G1:G2) | 1 | =PRODUCT(C3*E3,F3) | =G3
B | CU100X100DPCRE | 100mm x 100mm rectangular dp clips COPPER | 1 | no | =XGETRATE("ROF",$A4,2) | 1 | =PRODUCT(C4*E4,F4) | =G4
B |  | Discount | =XGETVALUE("Discount 25%",3) | % | =SUBTOTAL(G4:G4) | 1 | =PRODUCT(C5*E5,F5) | =G5
B |  | Waste | =XGETVALUE("Waste 5%",3) | % | =SUBTOTAL(G4:G5) | 1 | =PRODUCT(C6*E6,F6) | =G6
B | Roofer | Roofer all types | 0.35 | hrs | =XGETRATE("LAB1",$A7,2) | 1 | =PRODUCT(C7*E7,F7) | =G7
B |  | Margin | =XGETVALUE("Builders margin",3) | % | =SUBTOTAL(G1:G7) | 1 | =PRODUCT(C8*E8,F8) | =G8
I | T26.24.493 | <b>Rectangular Downpipe, Stainless Steel 304,</b> 0.5mm | T26.24_Roof_DP_Metal
I | T26.24.497 | 100mm x 50mm | T26.24_Roof_DP_Metal | m
B | SS4100X50DPRE | 100mm x 50mm rectangular downpipe SS 304 | 1 | m | =XGETRATE("ROF",$A1,2) | 1 | =PRODUCT(C1*E1,F1) | =G1
B |  | Discount | =XGETVALUE("Discount 25%",3) | % | =SUBTOTAL(G1:G1) | 1 | =PRODUCT(C2*E2,F2) | =G2
B |  | Waste | =XGETVALUE("Waste 5%",3) | % | =SUBTOTAL(G1:G2) | 1 | =PRODUCT(C3*E3,F3) | =G3
B | SS4100X50DPCRE | 100mm x 50mm rectangular dp clips SS 304 | 1 | no | =XGETRATE("ROF",$A4,2) | 1 | =PRODUCT(C4*E4,F4) | =G4
B |  | Discount | =XGETVALUE("Discount 25%",3) | % | =SUBTOTAL(G4:G4) | 1 | =PRODUCT(C5*E5,F5) | =G5
B |  | Waste | =XGETVALUE("Waste 5%",3) | % | =SUBTOTAL(G4:G5) | 1 | =PRODUCT(C6*E6,F6) | =G6
B | Roofer | Roofer all types | 0.3 | hrs | =XGETRATE("LAB1",$A7,2) | 1 | =PRODUCT(C7*E7,F7) | =G7
B |  | Margin | =XGETVALUE("Builders margin",3) | % | =SUBTOTAL(G1:G7) | 1 | =PRODUCT(C8*E8,F8) | =G8
I | T26.24.501 | 100mm x 75mm | T26.24_Roof_DP_Metal | m
B | SS4100X75DPRE | 100mm x 75mm rectangular downpipe SS 304 | 1 | m | =XGETRATE("ROF",$A1,2) | 1 | =PRODUCT(C1*E1,F1) | =G1
B |  | Discount | =XGETVALUE("Discount 25%",3) | % | =SUBTOTAL(G1:G1) | 1 | =PRODUCT(C2*E2,F2) | =G2
B |  | Waste | =XGETVALUE("Waste 5%",3) | % | =SUBTOTAL(G1:G2) | 1 | =PRODUCT(C3*E3,F3) | =G3
B | SS4100X75DPCRE | 100mm x 75mm rectangular dp clips SS 304 | 1 | no | =XGETRATE("ROF",$A4,2) | 1 | =PRODUCT(C4*E4,F4) | =G4
B |  | Discount | =XGETVALUE("Discount 25%",3) | % | =SUBTOTAL(G4:G4) | 1 | =PRODUCT(C5*E5,F5) | =G5
B |  | Waste | =XGETVALUE("Waste 5%",3) | % | =SUBTOTAL(G4:G5) | 1 | =PRODUCT(C6*E6,F6) | =G6
B | Roofer | Roofer all types | 0.3 | hrs | =XGETRATE("LAB1",$A7,2) | 1 | =PRODUCT(C7*E7,F7) | =G7
B |  | Margin | =XGETVALUE("Builders margin",3) | % | =SUBTOTAL(G1:G7) | 1 | =PRODUCT(C8*E8,F8) | =G8
I | T26.24.505 | 100mm x 100mm | T26.24_Roof_DP_Metal | m
B | SS4100X100DPRE | 100mm x 100mm rectangular downpipe SS 304 | 1 | m | =XGETRATE("ROF",$A1,2) | 1 | =PRODUCT(C1*E1,F1) | =G1
B |  | Discount | =XGETVALUE("Discount 25%",3) | % | =SUBTOTAL(G1:G1) | 1 | =PRODUCT(C2*E2,F2) | =G2
B |  | Waste | =XGETVALUE("Waste 5%",3) | % | =SUBTOTAL(G1:G2) | 1 | =PRODUCT(C3*E3,F3) | =G3
B | SS4100X100DPCRE | 100mm x 100mm rectangular dp clips SS 304 | 1 | no | =XGETRATE("ROF",$A4,2) | 1 | =PRODUCT(C4*E4,F4) | =G4
B |  | Discount | =XGETVALUE("Discount 25%",3) | % | =SUBTOTAL(G4:G4) | 1 | =PRODUCT(C5*E5,F5) | =G5
B |  | Waste | =XGETVALUE("Waste 5%",3) | % | =SUBTOTAL(G4:G5) | 1 | =PRODUCT(C6*E6,F6) | =G6
B | Roofer | Roofer all types | 0.35 | hrs | =XGETRATE("LAB1",$A7,2) | 1 | =PRODUCT(C7*E7,F7) | =G7
B |  | Margin | =XGETVALUE("Builders margin",3) | % | =SUBTOTAL(G1:G7) | 1 | =PRODUCT(C8*E8,F8) | =G8
I | T26.24.509 | Offset, 300mm to 500mm, adjustable, with two bends | T26.24_Roof_DP_Metal
I | T26.24.513 | 100mm x 50mm | T26.24_Roof_DP_Metal | No
B | SS4100X50DPOA | 100mm x 50mm rectangular offset 300-500 adj SS 304 | 1 | no | =XGETRATE("ROF",$A1,2) | 1 | =PRODUCT(C1*E1,F1) | =G1
B |  | Discount | =XGETVALUE("Discount 25%",3) | % | =SUBTOTAL(G1:G1) | 1 | =PRODUCT(C2*E2,F2) | =G2
B |  | Waste | =XGETVALUE("Waste 5%",3) | % | =SUBTOTAL(G1:G2) | 1 | =PRODUCT(C3*E3,F3) | =G3
B | SS4100X50DPCRE | 100mm x 50mm rectangular dp clips SS 304 | 1 | no | =XGETRATE("ROF",$A4,2) | 1 | =PRODUCT(C4*E4,F4) | =G4
B |  | Discount | =XGETVALUE("Discount 25%",3) | % | =SUBTOTAL(G4:G4) | 1 | =PRODUCT(C5*E5,F5) | =G5
B |  | Waste | =XGETVALUE("Waste 5%",3) | % | =SUBTOTAL(G4:G5) | 1 | =PRODUCT(C6*E6,F6) | =G6
B | Roofer | Roofer all types | 0.3 | hrs | =XGETRATE("LAB1",$A7,2) | 1 | =PRODUCT(C7*E7,F7) | =G7
B |  | Margin | =XGETVALUE("Builders margin",3) | % | =SUBTOTAL(G1:G7) | 1 | =PRODUCT(C8*E8,F8) | =G8
I | T26.24.517 | 100mm x 75mm | T26.24_Roof_DP_Metal | No
B | SS4100X75DPOA | 100mm x 75mm rectangular offset 300-500 adj SS 304 | 1 | no | =XGETRATE("ROF",$A1,2) | 1 | =PRODUCT(C1*E1,F1) | =G1
B |  | Discount | =XGETVALUE("Discount 25%",3) | % | =SUBTOTAL(G1:G1) | 1 | =PRODUCT(C2*E2,F2) | =G2
B |  | Waste | =XGETVALUE("Waste 5%",3) | % | =SUBTOTAL(G1:G2) | 1 | =PRODUCT(C3*E3,F3) | =G3
B | SS4100X75DPCRE | 100mm x 75mm rectangular dp clips SS 304 | 1 | no | =XGETRATE("ROF",$A4,2) | 1 | =PRODUCT(C4*E4,F4) | =G4
B |  | Discount | =XGETVALUE("Discount 25%",3) | % | =SUBTOTAL(G4:G4) | 1 | =PRODUCT(C5*E5,F5) | =G5
B |  | Waste | =XGETVALUE("Waste 5%",3) | % | =SUBTOTAL(G4:G5) | 1 | =PRODUCT(C6*E6,F6) | =G6
B | Roofer | Roofer all types | 0.3 | hrs | =XGETRATE("LAB1",$A7,2) | 1 | =PRODUCT(C7*E7,F7) | =G7
B |  | Margin | =XGETVALUE("Builders margin",3) | % | =SUBTOTAL(G1:G7) | 1 | =PRODUCT(C8*E8,F8) | =G8
I | T26.24.521 | 100mm x 100mm | T26.24_Roof_DP_Metal | No
B | SS4100X100DPOA | 100mm x 100mm rectangular offset 300-500 adj SS 304 | 1 | no | =XGETRATE("ROF",$A1,2) | 1 | =PRODUCT(C1*E1,F1) | =G1
B |  | Discount | =XGETVALUE("Discount 25%",3) | % | =SUBTOTAL(G1:G1) | 1 | =PRODUCT(C2*E2,F2) | =G2
B |  | Waste | =XGETVALUE("Waste 5%",3) | % | =SUBTOTAL(G1:G2) | 1 | =PRODUCT(C3*E3,F3) | =G3
B | SS4100X100DPCRE | 100mm x 100mm rectangular dp clips SS 304 | 1 | no | =XGETRATE("ROF",$A4,2) | 1 | =PRODUCT(C4*E4,F4) | =G4
B |  | Discount | =XGETVALUE("Discount 25%",3) | % | =SUBTOTAL(G4:G4) | 1 | =PRODUCT(C5*E5,F5) | =G5
B |  | Waste | =XGETVALUE("Waste 5%",3) | % | =SUBTOTAL(G4:G5) | 1 | =PRODUCT(C6*E6,F6) | =G6
B | Roofer | Roofer all types | 0.35 | hrs | =XGETRATE("LAB1",$A7,2) | 1 | =PRODUCT(C7*E7,F7) | =G7
B |  | Margin | =XGETVALUE("Builders margin",3) | % | =SUBTOTAL(G1:G7) | 1 | =PRODUCT(C8*E8,F8) | =G8
I | T26.24.525 | Offset, 500mm to 750mm, adjustable, with two bends | T26.24_Roof_DP_Metal
I | T26.24.529 | 100mm x 50mm | T26.24_Roof_DP_Metal | No
B | SS4100X50DPLOA | 100mm x 50mm rectangular offset 500-750 adj SS 304 | 1 | no | =XGETRATE("ROF",$A1,2) | 1 | =PRODUCT(C1*E1,F1) | =G1
B |  | Discount | =XGETVALUE("Discount 25%",3) | % | =SUBTOTAL(G1:G1) | 1 | =PRODUCT(C2*E2,F2) | =G2
B |  | Waste | =XGETVALUE("Waste 5%",3) | % | =SUBTOTAL(G1:G2) | 1 | =PRODUCT(C3*E3,F3) | =G3
B | SS4100X50DPCRE | 100mm x 50mm rectangular dp clips SS 304 | 1 | no | =XGETRATE("ROF",$A4,2) | 1 | =PRODUCT(C4*E4,F4) | =G4
B |  | Discount | =XGETVALUE("Discount 25%",3) | % | =SUBTOTAL(G4:G4) | 1 | =PRODUCT(C5*E5,F5) | =G5
B |  | Waste | =XGETVALUE("Waste 5%",3) | % | =SUBTOTAL(G4:G5) | 1 | =PRODUCT(C6*E6,F6) | =G6
B | Roofer | Roofer all types | 0.3 | hrs | =XGETRATE("LAB1",$A7,2) | 1 | =PRODUCT(C7*E7,F7) | =G7
B |  | Margin | =XGETVALUE("Builders margin",3) | % | =SUBTOTAL(G1:G7) | 1 | =PRODUCT(C8*E8,F8) | =G8
I | T26.24.533 | 100mm x 75mm | T26.24_Roof_DP_Metal | No
B | SS4100X75DPLOA | 100mm x 75mm rectangular offset 500-750 adj SS 304 | 1 | no | =XGETRATE("ROF",$A1,2) | 1 | =PRODUCT(C1*E1,F1) | =G1
B |  | Discount | =XGETVALUE("Discount 25%",3) | % | =SUBTOTAL(G1:G1) | 1 | =PRODUCT(C2*E2,F2) | =G2
B |  | Waste | =XGETVALUE("Waste 5%",3) | % | =SUBTOTAL(G1:G2) | 1 | =PRODUCT(C3*E3,F3) | =G3
B | SS4100X75DPCRE | 100mm x 75mm rectangular dp clips SS 304 | 1 | no | =XGETRATE("ROF",$A4,2) | 1 | =PRODUCT(C4*E4,F4) | =G4
B |  | Discount | =XGETVALUE("Discount 25%",3) | % | =SUBTOTAL(G4:G4) | 1 | =PRODUCT(C5*E5,F5) | =G5
B |  | Waste | =XGETVALUE("Waste 5%",3) | % | =SUBTOTAL(G4:G5) | 1 | =PRODUCT(C6*E6,F6) | =G6
B | Roofer | Roofer all types | 0.3 | hrs | =XGETRATE("LAB1",$A7,2) | 1 | =PRODUCT(C7*E7,F7) | =G7
B |  | Margin | =XGETVALUE("Builders margin",3) | % | =SUBTOTAL(G1:G7) | 1 | =PRODUCT(C8*E8,F8) | =G8
I | T26.24.537 | 100mm x 100mm | T26.24_Roof_DP_Metal | No
B | SS4100X100DPLOA | 100mm x 100mm rectangular offset 500-750 adj SS 304 | 1 | no | =XGETRATE("ROF",$A1,2) | 1 | =PRODUCT(C1*E1,F1) | =G1
B |  | Discount | =XGETVALUE("Discount 25%",3) | % | =SUBTOTAL(G1:G1) | 1 | =PRODUCT(C2*E2,F2) | =G2
B |  | Waste | =XGETVALUE("Waste 5%",3) | % | =SUBTOTAL(G1:G2) | 1 | =PRODUCT(C3*E3,F3) | =G3
B | SS4100X100DPCRE | 100mm x 100mm rectangular dp clips SS 304 | 1 | no | =XGETRATE("ROF",$A4,2) | 1 | =PRODUCT(C4*E4,F4) | =G4
B |  | Discount | =XGETVALUE("Discount 25%",3) | % | =SUBTOTAL(G4:G4) | 1 | =PRODUCT(C5*E5,F5) | =G5
B |  | Waste | =XGETVALUE("Waste 5%",3) | % | =SUBTOTAL(G4:G5) | 1 | =PRODUCT(C6*E6,F6) | =G6
B | Roofer | Roofer all types | 0.35 | hrs | =XGETRATE("LAB1",$A7,2) | 1 | =PRODUCT(C7*E7,F7) | =G7
B |  | Margin | =XGETVALUE("Builders margin",3) | % | =SUBTOTAL(G1:G7) | 1 | =PRODUCT(C8*E8,F8) | =G8
I | T26.25.001 | Downpipes: PVC | T26.25_Roof_DP_PVC
I | T26.25.005 | <b>PVC</b> downpipe | T26.25_Roof_DP_PVC
I | T26.25.009 | 65mm diameter | T26.25_Roof_DP_PVC | m
B | PM_32RWS_040 | MARLEY 65MM RND D/PIPE 3M RP65 | 1 | lgth | =XGETRATE("SUP1",$A1,2) | 0.33333 | =PRODUCT(C1*E1,F1) | =G1
B |  | Discount | =XGETVALUE("Discount 10%",3) | % | =SUBTOTAL(G1:G1) | 1 | =PRODUCT(C2*E2,F2) | =G2
B |  | Waste | =XGETVALUE("Waste 5%",3) | % | =SUBTOTAL(G1:G2) | 1 | =PRODUCT(C3*E3,F3) | =G3
B | PM_32RWS_037 | MARLEY RAINWATER SOLVENT CEMENT MCS | 1 | ea | =XGETRATE("SUP1",$A4,2) | 0.055556 | =PRODUCT(C4*E4,F4) | =G4
B |  | Discount | =XGETVALUE("Discount 10%",3) | % | =SUBTOTAL(G4:G4) | 1 | =PRODUCT(C5*E5,F5) | =G5
B |  | Waste | =XGETVALUE("Waste 5%",3) | % | =SUBTOTAL(G4:G5) | 1 | =PRODUCT(C6*E6,F6) | =G6
B | PM_32RWS_046 | MARLEY 65MM RND PIPE CLIP RC 65 | 1 | ea | =XGETRATE("SUP1",$A7,2) | 1 | =PRODUCT(C7*E7,F7) | =G7
B |  | Discount | =XGETVALUE("Discount 10%",3) | % | =SUBTOTAL(G7:G7) | 1 | =PRODUCT(C8*E8,F8) | =G8
B |  | Waste | =XGETVALUE("Waste 5%",3) | % | =SUBTOTAL(G7:G8) | 1 | =PRODUCT(C9*E9,F9) | =G9
B | PM_41FAS_010 | MARLEY SPOUTING NAIL(150 per PKT) MCN | 2 | ea | =XGETRATE("SUP1",$A10,2) | 0.0066667 | =PRODUCT(C10*E10,F10) | =G10
B |  | Discount | =XGETVALUE("Discount 10%",3) | % | =SUBTOTAL(G10:G10) | 1 | =PRODUCT(C11*E11,F11) | =G11
B |  | Waste | =XGETVALUE("Waste 5%",3) | % | =SUBTOTAL(G10:G11) | 1 | =PRODUCT(C12*E12,F12) | =G12
B | Roofer | Roofer all types | 0.25 | hrs | =XGETRATE("LAB1",$A13,2) | 1 | =PRODUCT(C13*E13,F13) | =G13
B |  | Margin | =XGETVALUE("Builders margin",3) | % | =SUBTOTAL(G1:G13) | 1 | =PRODUCT(C14*E14,F14) | =G14
B |  | Refer Marley quantifying guide 1 tube WELDING SOLVENT MCS 180g per 15-20m of spouting, say 1/40 for angles/expansion jointers
I | T26.25.013 | 80mm diameter | T26.25_Roof_DP_PVC | m
B | PM_32RWS_049 | MARLEY 80MM RND D/PIPE 3M RP 80 | 1 | lgth | =XGETRATE("SUP1",$A1,2) | 0.33333 | =PRODUCT(C1*E1,F1) | =G1
B |  | Discount | =XGETVALUE("Discount 10%",3) | % | =SUBTOTAL(G1:G1) | 1 | =PRODUCT(C2*E2,F2) | =G2
B |  | Waste | =XGETVALUE("Waste 5%",3) | % | =SUBTOTAL(G1:G2) | 1 | =PRODUCT(C3*E3,F3) | =G3
B | PM_32RWS_037 | MARLEY RAINWATER SOLVENT CEMENT MCS | 1 | ea | =XGETRATE("SUP1",$A4,2) | 0.055556 | =PRODUCT(C4*E4,F4) | =G4
B |  | Discount | =XGETVALUE("Discount 10%",3) | % | =SUBTOTAL(G4:G4) | 1 | =PRODUCT(C5*E5,F5) | =G5
B |  | Waste | =XGETVALUE("Waste 5%",3) | % | =SUBTOTAL(G4:G5) | 1 | =PRODUCT(C6*E6,F6) | =G6
B | PM_32RWS_055 | MARLEY 80MM RND PIPE CLIP RC 80 | 1 | ea | =XGETRATE("SUP1",$A7,2) | 1 | =PRODUCT(C7*E7,F7) | =G7
B |  | Discount | =XGETVALUE("Discount 10%",3) | % | =SUBTOTAL(G7:G7) | 1 | =PRODUCT(C8*E8,F8) | =G8
B |  | Waste | =XGETVALUE("Waste 5%",3) | % | =SUBTOTAL(G7:G8) | 1 | =PRODUCT(C9*E9,F9) | =G9
B | PM_41FAS_010 | MARLEY SPOUTING NAIL(150 per PKT) MCN | 2 | ea | =XGETRATE("SUP1",$A10,2) | 0.0066667 | =PRODUCT(C10*E10,F10) | =G10
B |  | Discount | =XGETVALUE("Discount 10%",3) | % | =SUBTOTAL(G10:G10) | 1 | =PRODUCT(C11*E11,F11) | =G11
B |  | Waste | =XGETVALUE("Waste 5%",3) | % | =SUBTOTAL(G10:G11) | 1 | =PRODUCT(C12*E12,F12) | =G12
B | Roofer | Roofer all types | 0.25 | hrs | =XGETRATE("LAB1",$A13,2) | 1 | =PRODUCT(C13*E13,F13) | =G13
B |  | Margin | =XGETVALUE("Builders margin",3) | % | =SUBTOTAL(G1:G13) | 1 | =PRODUCT(C14*E14,F14) | =G14
B |  | Refer Marley quantifying guide 1 tube WELDING SOLVENT MCS 180g per 15-20m of spouting, say 1/40 for angles/expansion jointers
I | T26.25.014 | 80mm diameter, Stratus, titanium or copper hybrid-metallic finish | T26.25_Roof_DP_PVC | m
B | PM_32RWS_313 | MARLEY STRATUS TITANIUM DOWNPIPE 80MM 3M | 1 | lgth | =XGETRATE("SUP1",$A1,2) | 0.33333 | =PRODUCT(C1*E1,F1) | =G1
B |  | Discount | =XGETVALUE("Discount 10%",3) | % | =SUBTOTAL(G1:G1) | 1 | =PRODUCT(C2*E2,F2) | =G2
B |  | Waste | =XGETVALUE("Waste 5%",3) | % | =SUBTOTAL(G1:G2) | 1 | =PRODUCT(C3*E3,F3) | =G3
B | PM_32RWS_037 | MARLEY RAINWATER SOLVENT CEMENT MCS | 1 | ea | =XGETRATE("SUP1",$A4,2) | 0.055556 | =PRODUCT(C4*E4,F4) | =G4
B |  | Discount | =XGETVALUE("Discount 10%",3) | % | =SUBTOTAL(G4:G4) | 1 | =PRODUCT(C5*E5,F5) | =G5
B |  | Waste | =XGETVALUE("Waste 5%",3) | % | =SUBTOTAL(G4:G5) | 1 | =PRODUCT(C6*E6,F6) | =G6
B | PM_32RWS_319 | MARLEY STRATUS TITANIUM PIPE CLIP 80MM | 1 | ea | =XGETRATE("SUP1",$A7,2) | 1 | =PRODUCT(C7*E7,F7) | =G7
B |  | Discount | =XGETVALUE("Discount 10%",3) | % | =SUBTOTAL(G7:G7) | 1 | =PRODUCT(C8*E8,F8) | =G8
B |  | Waste | =XGETVALUE("Waste 5%",3) | % | =SUBTOTAL(G7:G8) | 1 | =PRODUCT(C9*E9,F9) | =G9
B | PM_41FAS_010 | MARLEY SPOUTING NAIL(150 per PKT) MCN | 2 | ea | =XGETRATE("SUP1",$A10,2) | 0.0066667 | =PRODUCT(C10*E10,F10) | =G10
B |  | Discount | =XGETVALUE("Discount 10%",3) | % | =SUBTOTAL(G10:G10) | 1 | =PRODUCT(C11*E11,F11) | =G11
B |  | Waste | =XGETVALUE("Waste 5%",3) | % | =SUBTOTAL(G10:G11) | 1 | =PRODUCT(C12*E12,F12) | =G12
B | Roofer | Roofer all types | 0.25 | hrs | =XGETRATE("LAB1",$A13,2) | 1 | =PRODUCT(C13*E13,F13) | =G13
B |  | Margin | =XGETVALUE("Builders margin",3) | % | =SUBTOTAL(G1:G13) | 1 | =PRODUCT(C14*E14,F14) | =G14
B |  | Refer Marley quantifying guide 1 tube WELDING SOLVENT MCS 180g per 15-20m of spouting, say 1/40 for angles/expansion jointers
I | T26.25.017 | 100mm diameter, Magnum | T26.25_Roof_DP_PVC | m
B | PM_32RWS_220 | MARLEY 100MM X 4M ROUND DOWNPIPE GREY | 1 | lg | =XGETRATE("SUP1",$A1,2) | 0.25 | =PRODUCT(C1*E1,F1) | =G1
B |  | Discount | =XGETVALUE("Discount 10%",3) | % | =SUBTOTAL(G1:G1) | 1 | =PRODUCT(C2*E2,F2) | =G2
B |  | Waste | =XGETVALUE("Waste 5%",3) | % | =SUBTOTAL(G1:G2) | 1 | =PRODUCT(C3*E3,F3) | =G3
B | PM_32RWS_037 | MARLEY RAINWATER SOLVENT CEMENT MCS | 1 | ea | =XGETRATE("SUP1",$A4,2) | 0.055556 | =PRODUCT(C4*E4,F4) | =G4
B |  | Discount | =XGETVALUE("Discount 10%",3) | % | =SUBTOTAL(G4:G4) | 1 | =PRODUCT(C5*E5,F5) | =G5
B |  | Waste | =XGETVALUE("Waste 5%",3) | % | =SUBTOTAL(G4:G5) | 1 | =PRODUCT(C6*E6,F6) | =G6
B | PM_32RWS_265 | MARLEY PIPE CLIP SADDLE 140.100 | 0.5 | ea | =XGETRATE("SUP1",$A7,2) | 1 | =PRODUCT(C7*E7,F7) | =G7
B |  | Discount | =XGETVALUE("Discount 10%",3) | % | =SUBTOTAL(G7:G7) | 1 | =PRODUCT(C8*E8,F8) | =G8
B |  | Waste | =XGETVALUE("Waste 5%",3) | % | =SUBTOTAL(G7:G8) | 1 | =PRODUCT(C9*E9,F9) | =G9
B | PM_41FAS_010 | MARLEY SPOUTING NAIL(150 per PKT) MCN | 1 | ea | =XGETRATE("SUP1",$A10,2) | 0.0066667 | =PRODUCT(C10*E10,F10) | =G10
B |  | Discount | =XGETVALUE("Discount 10%",3) | % | =SUBTOTAL(G10:G10) | 1 | =PRODUCT(C11*E11,F11) | =G11
B |  | Waste | =XGETVALUE("Waste 5%",3) | % | =SUBTOTAL(G10:G11) | 1 | =PRODUCT(C12*E12,F12) | =G12
B | Roofer | Roofer all types | 0.3 | hrs | =XGETRATE("LAB1",$A13,2) | 1 | =PRODUCT(C13*E13,F13) | =G13
B |  | Margin | =XGETVALUE("Builders margin",3) | % | =SUBTOTAL(G1:G13) | 1 | =PRODUCT(C14*E14,F14) | =G14
B |  | Refer Marley quantifying guide 1 tube WELDING SOLVENT MCS 180g per 15-20m of spouting, say 1/40 for angles/expansion jointers
I | T26.25.029 | 65mm x 50mm, rectangular | T26.25_Roof_DP_PVC | m
B | PM_32RWS_058 | MARLEY RECT DRAINPIPE 65X50MM 3M MC16 | 1 | ln | =XGETRATE("SUP1",$A1,2) | 0.33333 | =PRODUCT(C1*E1,F1) | =G1
B |  | Discount | =XGETVALUE("Discount 10%",3) | % | =SUBTOTAL(G1:G1) | 1 | =PRODUCT(C2*E2,F2) | =G2
B |  | Waste | =XGETVALUE("Waste 5%",3) | % | =SUBTOTAL(G1:G2) | 1 | =PRODUCT(C3*E3,F3) | =G3
B | PM_32RWS_037 | MARLEY RAINWATER SOLVENT CEMENT MCS | 1 | ea | =XGETRATE("SUP1",$A4,2) | 0.055556 | =PRODUCT(C4*E4,F4) | =G4
B |  | Discount | =XGETVALUE("Discount 10%",3) | % | =SUBTOTAL(G4:G4) | 1 | =PRODUCT(C5*E5,F5) | =G5
B |  | Waste | =XGETVALUE("Waste 5%",3) | % | =SUBTOTAL(G4:G5) | 1 | =PRODUCT(C6*E6,F6) | =G6
B | PM_32RWS_061 | MARLEY RECT PIPE SCKT 65X50MM MC14 | 1 | ea | =XGETRATE("SUP1",$A7,2) | 0.33333 | =PRODUCT(C7*E7,F7) | =G7
B |  | Discount | =XGETVALUE("Discount 10%",3) | % | =SUBTOTAL(G7:G7) | 1 | =PRODUCT(C8*E8,F8) | =G8
B |  | Waste | =XGETVALUE("Waste 5%",3) | % | =SUBTOTAL(G7:G8) | 1 | =PRODUCT(C9*E9,F9) | =G9
B | PM_32RWS_064 | MARLEY RECT FLUSH PIPE CLIP 65X50MM MC22 | 1 | ea | =XGETRATE("SUP1",$A10,2) | 1 | =PRODUCT(C10*E10,F10) | =G10
B |  | Discount | =XGETVALUE("Discount 10%",3) | % | =SUBTOTAL(G10:G10) | 1 | =PRODUCT(C11*E11,F11) | =G11
B |  | Waste | =XGETVALUE("Waste 5%",3) | % | =SUBTOTAL(G10:G11) | 1 | =PRODUCT(C12*E12,F12) | =G12
B | PM_41FAS_010 | MARLEY SPOUTING NAIL(150 per PKT) MCN | 2 | ea | =XGETRATE("SUP1",$A13,2) | 0.0066667 | =PRODUCT(C13*E13,F13) | =G13
B |  | Discount | =XGETVALUE("Discount 10%",3) | % | =SUBTOTAL(G13:G13) | 1 | =PRODUCT(C14*E14,F14) | =G14
B |  | Waste | =XGETVALUE("Waste 5%",3) | % | =SUBTOTAL(G13:G14) | 1 | =PRODUCT(C15*E15,F15) | =G15
B | Roofer | Roofer all types | 0.25 | hrs | =XGETRATE("LAB1",$A16,2) | 1 | =PRODUCT(C16*E16,F16) | =G16
B |  | Margin | =XGETVALUE("Builders margin",3) | % | =SUBTOTAL(G1:G16) | 1 | =PRODUCT(C17*E17,F17) | =G17
B |  | Refer Marley quantifying guide 1 tube WELDING SOLVENT MCS 180g per 15-20m of spouting, say 1/40 for angles/expansion jointers
I | T26.25.033 | 100mm x 50mm, rectangular | T26.25_Roof_DP_PVC | m
B | PM_32RWS_067 | MARLEY RECT D/PIPE 100X50MM 3M MC140 | 1 | lgth | =XGETRATE("SUP1",$A1,2) | 0.33333 | =PRODUCT(C1*E1,F1) | =G1
B |  | Discount | =XGETVALUE("Discount 10%",3) | % | =SUBTOTAL(G1:G1) | 1 | =PRODUCT(C2*E2,F2) | =G2
B |  | Waste | =XGETVALUE("Waste 5%",3) | % | =SUBTOTAL(G1:G2) | 1 | =PRODUCT(C3*E3,F3) | =G3
B | PM_32RWS_037 | MARLEY RAINWATER SOLVENT CEMENT MCS | 1 | ea | =XGETRATE("SUP1",$A4,2) | 0.055556 | =PRODUCT(C4*E4,F4) | =G4
B |  | Discount | =XGETVALUE("Discount 10%",3) | % | =SUBTOTAL(G4:G4) | 1 | =PRODUCT(C5*E5,F5) | =G5
B |  | Waste | =XGETVALUE("Waste 5%",3) | % | =SUBTOTAL(G4:G5) | 1 | =PRODUCT(C6*E6,F6) | =G6
B | PM_32RWS_073 | MARLEY 100X50MM RECT PIPE SCKT MC149 | 1 | ea | =XGETRATE("SUP1",$A7,2) | 0.33333 | =PRODUCT(C7*E7,F7) | =G7
B |  | Discount | =XGETVALUE("Discount 10%",3) | % | =SUBTOTAL(G7:G7) | 1 | =PRODUCT(C8*E8,F8) | =G8
B |  | Waste | =XGETVALUE("Waste 5%",3) | % | =SUBTOTAL(G7:G8) | 1 | =PRODUCT(C9*E9,F9) | =G9
B | PM_32RWS_076 | MARLEY 100X50 SADDLE PIPE CLIP MC144 | 1 | ea | =XGETRATE("SUP1",$A10,2) | 1 | =PRODUCT(C10*E10,F10) | =G10
B |  | Discount | =XGETVALUE("Discount 10%",3) | % | =SUBTOTAL(G10:G10) | 1 | =PRODUCT(C11*E11,F11) | =G11
B |  | Waste | =XGETVALUE("Waste 5%",3) | % | =SUBTOTAL(G10:G11) | 1 | =PRODUCT(C12*E12,F12) | =G12
B | PM_41FAS_010 | MARLEY SPOUTING NAIL(150 per PKT) MCN | 2 | ea | =XGETRATE("SUP1",$A13,2) | 0.0066667 | =PRODUCT(C13*E13,F13) | =G13
B |  | Discount | =XGETVALUE("Discount 10%",3) | % | =SUBTOTAL(G13:G13) | 1 | =PRODUCT(C14*E14,F14) | =G14
B |  | Waste | =XGETVALUE("Waste 5%",3) | % | =SUBTOTAL(G13:G14) | 1 | =PRODUCT(C15*E15,F15) | =G15
B | Roofer | Roofer all types | 0.25 | hrs | =XGETRATE("LAB1",$A16,2) | 1 | =PRODUCT(C16*E16,F16) | =G16
B |  | Margin | =XGETVALUE("Builders margin",3) | % | =SUBTOTAL(G1:G16) | 1 | =PRODUCT(C17*E17,F17) | =G17
B |  | Refer Marley quantifying guide 1 tube WELDING SOLVENT MCS 180g per 15-20m of spouting, say 1/40 for angles/expansion jointers
I | T26.25.037 | Bend, elbow or shoe | T26.25_Roof_DP_PVC
I | T26.25.041 | 65mm dia | T26.25_Roof_DP_PVC | No
B | PM_32RWS_043 | MARLEY 65MM RND 95DEG SCKT BEND RB2 65 | 1 | ea | =XGETRATE("SUP1",$A1,2) | 1 | =PRODUCT(C1*E1,F1) | =G1
B |  | Discount | =XGETVALUE("Discount 10%",3) | % | =SUBTOTAL(G1:G1) | 1 | =PRODUCT(C2*E2,F2) | =G2
B |  | Waste | =XGETVALUE("Waste 5%",3) | % | =SUBTOTAL(G1:G2) | 1 | =PRODUCT(C3*E3,F3) | =G3
B | PM_32RWS_037 | MARLEY RAINWATER SOLVENT CEMENT MCS | 1 | ea | =XGETRATE("SUP1",$A4,2) | 0.025 | =PRODUCT(C4*E4,F4) | =G4
B |  | Discount | =XGETVALUE("Discount 10%",3) | % | =SUBTOTAL(G4:G4) | 1 | =PRODUCT(C5*E5,F5) | =G5
B |  | Waste | =XGETVALUE("Waste 5%",3) | % | =SUBTOTAL(G4:G5) | 1 | =PRODUCT(C6*E6,F6) | =G6
B | Roofer | Roofer all types | 0.1 | hrs | =XGETRATE("LAB1",$A7,2) | 1 | =PRODUCT(C7*E7,F7) | =G7
B |  | Margin | =XGETVALUE("Builders margin",3) | % | =SUBTOTAL(G1:G7) | 1 | =PRODUCT(C8*E8,F8) | =G8
B |  | Refer Marley quantifying guide 1 tube WELDING SOLVENT MCS 180g per 15-20m of spouting, say 1/40 for angles/expansion jointers
I | T26.25.045 | 80mm dia | T26.25_Roof_DP_PVC | No
B | PM_32RWS_052 | MARLEY 80MM RND 95DEG SCKT BEND RB2 80 | 1 | ea | =XGETRATE("SUP1",$A1,2) | 1 | =PRODUCT(C1*E1,F1) | =G1
B |  | Discount | =XGETVALUE("Discount 10%",3) | % | =SUBTOTAL(G1:G1) | 1 | =PRODUCT(C2*E2,F2) | =G2
B |  | Waste | =XGETVALUE("Waste 5%",3) | % | =SUBTOTAL(G1:G2) | 1 | =PRODUCT(C3*E3,F3) | =G3
B | PM_32RWS_037 | MARLEY RAINWATER SOLVENT CEMENT MCS | 1 | ea | =XGETRATE("SUP1",$A4,2) | 0.025 | =PRODUCT(C4*E4,F4) | =G4
B |  | Discount | =XGETVALUE("Discount 10%",3) | % | =SUBTOTAL(G4:G4) | 1 | =PRODUCT(C5*E5,F5) | =G5
B |  | Waste | =XGETVALUE("Waste 5%",3) | % | =SUBTOTAL(G4:G5) | 1 | =PRODUCT(C6*E6,F6) | =G6
B | Roofer | Roofer all types | 0.1 | hrs | =XGETRATE("LAB1",$A7,2) | 1 | =PRODUCT(C7*E7,F7) | =G7
B |  | Margin | =XGETVALUE("Builders margin",3) | % | =SUBTOTAL(G1:G7) | 1 | =PRODUCT(C8*E8,F8) | =G8
B |  | Refer Marley quantifying guide 1 tube WELDING SOLVENT MCS 180g per 15-20m of spouting, say 1/40 for angles/expansion jointers
I | T26.25.046 | 80mm dia, Status titanium or copper | T26.25_Roof_DP_PVC | No
B | PM_32RWS_316 | MARLEY STRATUS TITANIUM 95DEG BEND 80MM | 1 | ea | =XGETRATE("SUP1",$A1,2) | 1 | =PRODUCT(C1*E1,F1) | =G1
B |  | Discount | =XGETVALUE("Discount 10%",3) | % | =SUBTOTAL(G1:G1) | 1 | =PRODUCT(C2*E2,F2) | =G2
B |  | Waste | =XGETVALUE("Waste 5%",3) | % | =SUBTOTAL(G1:G2) | 1 | =PRODUCT(C3*E3,F3) | =G3
B | PM_32RWS_037 | MARLEY RAINWATER SOLVENT CEMENT MCS | 1 | ea | =XGETRATE("SUP1",$A4,2) | 0.025 | =PRODUCT(C4*E4,F4) | =G4
B |  | Discount | =XGETVALUE("Discount 10%",3) | % | =SUBTOTAL(G4:G4) | 1 | =PRODUCT(C5*E5,F5) | =G5
B |  | Waste | =XGETVALUE("Waste 5%",3) | % | =SUBTOTAL(G4:G5) | 1 | =PRODUCT(C6*E6,F6) | =G6
B | Roofer | Roofer all types | 0.1 | hrs | =XGETRATE("LAB1",$A7,2) | 1 | =PRODUCT(C7*E7,F7) | =G7
B |  | Margin | =XGETVALUE("Builders margin",3) | % | =SUBTOTAL(G1:G7) | 1 | =PRODUCT(C8*E8,F8) | =G8
B |  | Refer Marley quantifying guide 1 tube WELDING SOLVENT MCS 180g per 15-20m of spouting, say 1/40 for angles/expansion jointers
I | T26.25.049 | Magnum 100mm dia | T26.25_Roof_DP_PVC | No
B | PM_32RWS_223 | MARLEY 100MM 80 DEGREE SOCKET BEND GREY | 1 | ea | =XGETRATE("SUP1",$A1,2) | 1 | =PRODUCT(C1*E1,F1) | =G1
B |  | Discount | =XGETVALUE("Discount 10%",3) | % | =SUBTOTAL(G1:G1) | 1 | =PRODUCT(C2*E2,F2) | =G2
B |  | Waste | =XGETVALUE("Waste 5%",3) | % | =SUBTOTAL(G1:G2) | 1 | =PRODUCT(C3*E3,F3) | =G3
B | PM_32RWS_037 | MARLEY RAINWATER SOLVENT CEMENT MCS | 1 | ea | =XGETRATE("SUP1",$A4,2) | 0.055556 | =PRODUCT(C4*E4,F4) | =G4
B |  | Discount | =XGETVALUE("Discount 10%",3) | % | =SUBTOTAL(G4:G4) | 1 | =PRODUCT(C5*E5,F5) | =G5
B |  | Waste | =XGETVALUE("Waste 5%",3) | % | =SUBTOTAL(G4:G5) | 1 | =PRODUCT(C6*E6,F6) | =G6
B | Roofer | Roofer all types | 0.1 | hrs | =XGETRATE("LAB1",$A7,2) | 1 | =PRODUCT(C7*E7,F7) | =G7
B |  | Margin | =XGETVALUE("Builders margin",3) | % | =SUBTOTAL(G1:G7) | 1 | =PRODUCT(C8*E8,F8) | =G8
B |  | Refer Marley quantifying guide 1 tube WELDING SOLVENT MCS 180g per 15-20m of spouting, say 1/40 for angles/expansion jointers
I | T26.25.065 | 65mm x 50mm | T26.25_Roof_DP_PVC | No
B | PM_32RWS_079 | MARLEY 65X50MM RECT 95DEG SCKT BEND MC13 | 1 | ea | =XGETRATE("SUP1",$A1,2) | 1 | =PRODUCT(C1*E1,F1) | =G1
B |  | Discount | =XGETVALUE("Discount 10%",3) | % | =SUBTOTAL(G1:G1) | 1 | =PRODUCT(C2*E2,F2) | =G2
B |  | Waste | =XGETVALUE("Waste 5%",3) | % | =SUBTOTAL(G1:G2) | 1 | =PRODUCT(C3*E3,F3) | =G3
B | PM_32RWS_037 | MARLEY RAINWATER SOLVENT CEMENT MCS | 1 | ea | =XGETRATE("SUP1",$A4,2) | 0.025 | =PRODUCT(C4*E4,F4) | =G4
B |  | Discount | =XGETVALUE("Discount 10%",3) | % | =SUBTOTAL(G4:G4) | 1 | =PRODUCT(C5*E5,F5) | =G5
B |  | Waste | =XGETVALUE("Waste 5%",3) | % | =SUBTOTAL(G4:G5) | 1 | =PRODUCT(C6*E6,F6) | =G6
B | Roofer | Roofer all types | 0.1 | hrs | =XGETRATE("LAB1",$A7,2) | 1 | =PRODUCT(C7*E7,F7) | =G7
B |  | Margin | =XGETVALUE("Builders margin",3) | % | =SUBTOTAL(G1:G7) | 1 | =PRODUCT(C8*E8,F8) | =G8
B |  | Refer Marley quantifying guide 1 tube WELDING SOLVENT MCS 180g per 15-20m of spouting, say 1/40 for angles/expansion jointers
I | T26.25.069 | 100mm x 50mm | T26.25_Roof_DP_PVC | No
B | PM_32RWS_070 | MARLEY 100X50 RECT 45DEG SCKT BEND MC145 | 1 | ea | =XGETRATE("SUP1",$A1,2) | 1 | =PRODUCT(C1*E1,F1) | =G1
B |  | Discount | =XGETVALUE("Discount 10%",3) | % | =SUBTOTAL(G1:G1) | 1 | =PRODUCT(C2*E2,F2) | =G2
B |  | Waste | =XGETVALUE("Waste 5%",3) | % | =SUBTOTAL(G1:G2) | 1 | =PRODUCT(C3*E3,F3) | =G3
B | PM_32RWS_037 | MARLEY RAINWATER SOLVENT CEMENT MCS | 1 | ea | =XGETRATE("SUP1",$A4,2) | 0.025 | =PRODUCT(C4*E4,F4) | =G4
B |  | Discount | =XGETVALUE("Discount 10%",3) | % | =SUBTOTAL(G4:G4) | 1 | =PRODUCT(C5*E5,F5) | =G5
B |  | Waste | =XGETVALUE("Waste 5%",3) | % | =SUBTOTAL(G4:G5) | 1 | =PRODUCT(C6*E6,F6) | =G6
B | Roofer | Roofer all types | 0.1 | hrs | =XGETRATE("LAB1",$A7,2) | 1 | =PRODUCT(C7*E7,F7) | =G7
B |  | Margin | =XGETVALUE("Builders margin",3) | % | =SUBTOTAL(G1:G7) | 1 | =PRODUCT(C8*E8,F8) | =G8
B |  | Refer Marley quantifying guide 1 tube WELDING SOLVENT MCS 180g per 15-20m of spouting, say 1/40 for angles/expansion jointers
I | T26.26.001 | Flashings | T26.26_Roof_Flashing
I | T26.26.021 | <b>Ridge Flashing,</b> 0.40mm with flashguard | T26.26_Roof_Flashing
I | T26.26.025 | ZINCALUME<s>®</s> | T26.26_Roof_Flashing | m
B | RFZA | 0.40 Ridging Flashguard ZN | 1 | m | =XGETRATE("ROF",$A1,2) | 1 | =PRODUCT(C1*E1,F1) | =G1
B |  | Discount | =XGETVALUE("Discount 15%",3) | % | =SUBTOTAL(G1:G1) | 1 | =PRODUCT(C2*E2,F2) | =G2
B |  | Waste | =XGETVALUE("Waste 7.5%",3) | % | =SUBTOTAL(G1:G2) | 1 | =PRODUCT(C3*E3,F3) | =G3
B | PM_41FAS_415 | SCREW HEX T17 TIMBER NEO CL4 50JAR 12X35 | 5 | No | =XGETRATE("SUP1",$A4,2) | 0.02 | =PRODUCT(C4*E4,F4) | =G4
B |  | Discount | =XGETVALUE("Discount 15%",3) | % | =SUBTOTAL(G4:G4) | 1 | =PRODUCT(C5*E5,F5) | =G5
B |  | Waste | =XGETVALUE("Waste 7.5%",3) | % | =SUBTOTAL(G4:G5) | 1 | =PRODUCT(C6*E6,F6) | =G6
B | Roofer | Roofer all types | 0.35 | hrs | =XGETRATE("LAB1",$A7,2) | 1 | =PRODUCT(C7*E7,F7) | =G7
B |  | Margin | =XGETVALUE("Builders margin",3) | % | =SUBTOTAL(G1:G7) | 1 | =PRODUCT(C8*E8,F8) | =G8
I | T26.26.029 | Galvanised steel | T26.26_Roof_Flashing | m
B | RFGV | 0.40 Ridging Flashguard Galv | 1 | m | =XGETRATE("ROF",$A1,2) | 1 | =PRODUCT(C1*E1,F1) | =G1
B |  | Discount | =XGETVALUE("Discount 15%",3) | % | =SUBTOTAL(G1:G1) | 1 | =PRODUCT(C2*E2,F2) | =G2
B |  | Waste | =XGETVALUE("Waste 7.5%",3) | % | =SUBTOTAL(G1:G2) | 1 | =PRODUCT(C3*E3,F3) | =G3
B | PM_41FAS_415 | SCREW HEX T17 TIMBER NEO CL4 50JAR 12X35 | 5 | No | =XGETRATE("SUP1",$A4,2) | 0.02 | =PRODUCT(C4*E4,F4) | =G4
B |  | Discount | =XGETVALUE("Discount 15%",3) | % | =SUBTOTAL(G4:G4) | 1 | =PRODUCT(C5*E5,F5) | =G5
B |  | Waste | =XGETVALUE("Waste 7.5%",3) | % | =SUBTOTAL(G4:G5) | 1 | =PRODUCT(C6*E6,F6) | =G6
B | Roofer | Roofer all types | 0.35 | hrs | =XGETRATE("LAB1",$A7,2) | 1 | =PRODUCT(C7*E7,F7) | =G7
B |  | Margin | =XGETVALUE("Builders margin",3) | % | =SUBTOTAL(G1:G7) | 1 | =PRODUCT(C8*E8,F8) | =G8
I | T26.26.033 | MAXX | T26.26_Roof_Flashing | m
B | RFEN-- | Ridge FG MAXX | 1 | m | =XGETRATE("ROF",$A1,2) | 1 | =PRODUCT(C1*E1,F1) | =G1
B |  | Discount | =XGETVALUE("Discount 15%",3) | % | =SUBTOTAL(G1:G1) | 1 | =PRODUCT(C2*E2,F2) | =G2
B |  | Waste | =XGETVALUE("Waste 7.5%",3) | % | =SUBTOTAL(G1:G2) | 1 | =PRODUCT(C3*E3,F3) | =G3
B | PM_41FAS_415 | SCREW HEX T17 TIMBER NEO CL4 50JAR 12X35 | 5 | No | =XGETRATE("SUP1",$A4,2) | 0.02 | =PRODUCT(C4*E4,F4) | =G4
B |  | Discount | =XGETVALUE("Discount 15%",3) | % | =SUBTOTAL(G4:G4) | 1 | =PRODUCT(C5*E5,F5) | =G5
B |  | Waste | =XGETVALUE("Waste 7.5%",3) | % | =SUBTOTAL(G4:G5) | 1 | =PRODUCT(C6*E6,F6) | =G6
B | Roofer | Roofer all types | 0.35 | hrs | =XGETRATE("LAB1",$A7,2) | 1 | =PRODUCT(C7*E7,F7) | =G7
B |  | Margin | =XGETVALUE("Builders margin",3) | % | =SUBTOTAL(G1:G7) | 1 | =PRODUCT(C8*E8,F8) | =G8
I | T26.26.037 | <b>Ridge Flashing,</b> 0.40mm with ali-edge | T26.26_Roof_Flashing
I | T26.26.041 | ZINCALUME<s>®</s> | T26.26_Roof_Flashing | m
B | RAZA | 0.40 Ridging Ali-Edge ZN | 1 | m | =XGETRATE("ROF",$A1,2) | 1 | =PRODUCT(C1*E1,F1) | =G1
B |  | Discount | =XGETVALUE("Discount 15%",3) | % | =SUBTOTAL(G1:G1) | 1 | =PRODUCT(C2*E2,F2) | =G2
B |  | Waste | =XGETVALUE("Waste 7.5%",3) | % | =SUBTOTAL(G1:G2) | 1 | =PRODUCT(C3*E3,F3) | =G3
B | PM_41FAS_415 | SCREW HEX T17 TIMBER NEO CL4 50JAR 12X35 | 5 | No | =XGETRATE("SUP1",$A4,2) | 0.02 | =PRODUCT(C4*E4,F4) | =G4
B |  | Discount | =XGETVALUE("Discount 15%",3) | % | =SUBTOTAL(G4:G4) | 1 | =PRODUCT(C5*E5,F5) | =G5
B |  | Waste | =XGETVALUE("Waste 7.5%",3) | % | =SUBTOTAL(G4:G5) | 1 | =PRODUCT(C6*E6,F6) | =G6
B | Roofer | Roofer all types | 0.35 | hrs | =XGETRATE("LAB1",$A7,2) | 1 | =PRODUCT(C7*E7,F7) | =G7
B |  | Margin | =XGETVALUE("Builders margin",3) | % | =SUBTOTAL(G1:G7) | 1 | =PRODUCT(C8*E8,F8) | =G8
I | T26.26.045 | Galvanised steel | T26.26_Roof_Flashing | m
B | RAGV | 0.40 Ridging Ali-Edge Galv | 1 | m | =XGETRATE("ROF",$A1,2) | 1 | =PRODUCT(C1*E1,F1) | =G1
B |  | Discount | =XGETVALUE("Discount 15%",3) | % | =SUBTOTAL(G1:G1) | 1 | =PRODUCT(C2*E2,F2) | =G2
B |  | Waste | =XGETVALUE("Waste 7.5%",3) | % | =SUBTOTAL(G1:G2) | 1 | =PRODUCT(C3*E3,F3) | =G3
B | PM_41FAS_415 | SCREW HEX T17 TIMBER NEO CL4 50JAR 12X35 | 5 | No | =XGETRATE("SUP1",$A4,2) | 0.02 | =PRODUCT(C4*E4,F4) | =G4
B |  | Discount | =XGETVALUE("Discount 15%",3) | % | =SUBTOTAL(G4:G4) | 1 | =PRODUCT(C5*E5,F5) | =G5
B |  | Waste | =XGETVALUE("Waste 7.5%",3) | % | =SUBTOTAL(G4:G5) | 1 | =PRODUCT(C6*E6,F6) | =G6
B | Roofer | Roofer all types | 0.35 | hrs | =XGETRATE("LAB1",$A7,2) | 1 | =PRODUCT(C7*E7,F7) | =G7
B |  | Margin | =XGETVALUE("Builders margin",3) | % | =SUBTOTAL(G1:G7) | 1 | =PRODUCT(C8*E8,F8) | =G8
I | T26.26.049 | MAXX | T26.26_Roof_Flashing | m
B | RAEN-- | 0.40 Ridging Ali-Edge MAXX | 1 | m | =XGETRATE("ROF",$A1,2) | 1 | =PRODUCT(C1*E1,F1) | =G1
B |  | Discount | =XGETVALUE("Discount 15%",3) | % | =SUBTOTAL(G1:G1) | 1 | =PRODUCT(C2*E2,F2) | =G2
B |  | Waste | =XGETVALUE("Waste 7.5%",3) | % | =SUBTOTAL(G1:G2) | 1 | =PRODUCT(C3*E3,F3) | =G3
B | PM_41FAS_415 | SCREW HEX T17 TIMBER NEO CL4 50JAR 12X35 | 5 | No | =XGETRATE("SUP1",$A4,2) | 0.02 | =PRODUCT(C4*E4,F4) | =G4
B |  | Discount | =XGETVALUE("Discount 15%",3) | % | =SUBTOTAL(G4:G4) | 1 | =PRODUCT(C5*E5,F5) | =G5
B |  | Waste | =XGETVALUE("Waste 7.5%",3) | % | =SUBTOTAL(G4:G5) | 1 | =PRODUCT(C6*E6,F6) | =G6
B | Roofer | Roofer all types | 0.35 | hrs | =XGETRATE("LAB1",$A7,2) | 1 | =PRODUCT(C7*E7,F7) | =G7
B |  | Margin | =XGETVALUE("Builders margin",3) | % | =SUBTOTAL(G1:G7) | 1 | =PRODUCT(C8*E8,F8) | =G8
I | T26.26.053 | <b>Standard Valley Flashing,</b> 320mm girth | T26.26_Roof_Flashing
I | T26.26.057 | ZINCALUME<s>®</s> | T26.26_Roof_Flashing | m
B | VAZA | 320 girth standard valley, zincalume | 1 | m | =XGETRATE("ROF",$A1,2) | 1 | =PRODUCT(C1*E1,F1) | =G1
B |  | Discount | =XGETVALUE("Discount 15%",3) | % | =SUBTOTAL(G1:G1) | 1 | =PRODUCT(C2*E2,F2) | =G2
B |  | Waste | =XGETVALUE("Waste 7.5%",3) | % | =SUBTOTAL(G1:G2) | 1 | =PRODUCT(C3*E3,F3) | =G3
B | PM_41FAS_415 | SCREW HEX T17 TIMBER NEO CL4 50JAR 12X35 | 5 | No | =XGETRATE("SUP1",$A4,2) | 0.02 | =PRODUCT(C4*E4,F4) | =G4
B |  | Discount | =XGETVALUE("Discount 15%",3) | % | =SUBTOTAL(G4:G4) | 1 | =PRODUCT(C5*E5,F5) | =G5
B |  | Waste | =XGETVALUE("Waste 7.5%",3) | % | =SUBTOTAL(G4:G5) | 1 | =PRODUCT(C6*E6,F6) | =G6
B | Roofer | Roofer all types | 0.35 | hrs | =XGETRATE("LAB1",$A7,2) | 1 | =PRODUCT(C7*E7,F7) | =G7
B |  | Margin | =XGETVALUE("Builders margin",3) | % | =SUBTOTAL(G1:G7) | 1 | =PRODUCT(C8*E8,F8) | =G8
I | T26.26.061 | Galvanised steel | T26.26_Roof_Flashing | m
B | VAGV | Valley Galv | 1 | m | =XGETRATE("ROF",$A1,2) | 1 | =PRODUCT(C1*E1,F1) | =G1
B |  | Discount | =XGETVALUE("Discount 15%",3) | % | =SUBTOTAL(G1:G1) | 1 | =PRODUCT(C2*E2,F2) | =G2
B |  | Waste | =XGETVALUE("Waste 7.5%",3) | % | =SUBTOTAL(G1:G2) | 1 | =PRODUCT(C3*E3,F3) | =G3
B | PM_41FAS_415 | SCREW HEX T17 TIMBER NEO CL4 50JAR 12X35 | 5 | No | =XGETRATE("SUP1",$A4,2) | 0.02 | =PRODUCT(C4*E4,F4) | =G4
B |  | Discount | =XGETVALUE("Discount 15%",3) | % | =SUBTOTAL(G4:G4) | 1 | =PRODUCT(C5*E5,F5) | =G5
B |  | Waste | =XGETVALUE("Waste 7.5%",3) | % | =SUBTOTAL(G4:G5) | 1 | =PRODUCT(C6*E6,F6) | =G6
B | Roofer | Roofer all types | 0.35 | hrs | =XGETRATE("LAB1",$A7,2) | 1 | =PRODUCT(C7*E7,F7) | =G7
B |  | Margin | =XGETVALUE("Builders margin",3) | % | =SUBTOTAL(G1:G7) | 1 | =PRODUCT(C8*E8,F8) | =G8
I | T26.26.065 | Magnaflow | T26.26_Roof_Flashing | m
B | VAEN-- | Valley Magnaflow Col | 1 | m | =XGETRATE("ROF",$A1,2) | 1 | =PRODUCT(C1*E1,F1) | =G1
B |  | Discount | =XGETVALUE("Discount 15%",3) | % | =SUBTOTAL(G1:G1) | 1 | =PRODUCT(C2*E2,F2) | =G2
B |  | Waste | =XGETVALUE("Waste 7.5%",3) | % | =SUBTOTAL(G1:G2) | 1 | =PRODUCT(C3*E3,F3) | =G3
B | PM_41FAS_415 | SCREW HEX T17 TIMBER NEO CL4 50JAR 12X35 | 5 | No | =XGETRATE("SUP1",$A4,2) | 0.02 | =PRODUCT(C4*E4,F4) | =G4
B |  | Discount | =XGETVALUE("Discount 15%",3) | % | =SUBTOTAL(G4:G4) | 1 | =PRODUCT(C5*E5,F5) | =G5
B |  | Waste | =XGETVALUE("Waste 7.5%",3) | % | =SUBTOTAL(G4:G5) | 1 | =PRODUCT(C6*E6,F6) | =G6
B | Roofer | Roofer all types | 0.35 | hrs | =XGETRATE("LAB1",$A7,2) | 1 | =PRODUCT(C7*E7,F7) | =G7
B |  | Margin | =XGETVALUE("Builders margin",3) | % | =SUBTOTAL(G1:G7) | 1 | =PRODUCT(C8*E8,F8) | =G8
I | T26.26.069 | <b>Aluminium,</b> straight flashing | T26.26_Roof_Flashing
I | T26.26.073 | 0.75mm x 250mm girth | T26.26_Roof_Flashing | m
B | AL1200_75 | 2400x1200x0.75 Aluminium Sheet | 0.25 | sh | =XGETRATE("PLU",$A1,2) | 0.34722 | =PRODUCT(C1*E1,F1) | =G1
B |  | Discount | =XGETVALUE("Discount 5%",3) | % | =SUBTOTAL(G1:G1) | 1 | =PRODUCT(C2*E2,F2) | =G2
B |  | Waste and forming flashings | =XGETVALUE("Waste 12.5%",3) | % | =SUBTOTAL(G1:G2) | 1 | =PRODUCT(C3*E3,F3) | =G3
B | PM_41FAS_502 | RIVET 5052 ALU/STEEL FLNG HD 4-4 PK15 | 6 | pa | =XGETRATE("SUP1",$A4,2) | 0.066667 | =PRODUCT(C4*E4,F4) | =G4
B |  | Discount | =XGETVALUE("Discount 15%",3) | % | =SUBTOTAL(G4:G4) | 1 | =PRODUCT(C5*E5,F5) | =G5
B |  | Waste | =XGETVALUE("Waste 7.5%",3) | % | =SUBTOTAL(G4:G5) | 1 | =PRODUCT(C6*E6,F6) | =G6
B | Plumber | Plumber | 0.35 | hour | =XGETRATE("LAB1",$A7,2) | 1 | =PRODUCT(C7*E7,F7) | =G7
B |  | Margin | =XGETVALUE("Builders margin",3) | % | =SUBTOTAL(G1:G7) | 1 | =PRODUCT(C8*E8,F8) | =G8
I | T26.26.077 | 0.75mm x 500mm girth | T26.26_Roof_Flashing | m
B | AL1200_75 | 2400x1200x0.75 Aluminium Sheet | 0.5 | sh | =XGETRATE("PLU",$A1,2) | 0.34722 | =PRODUCT(C1*E1,F1) | =G1
B |  | Discount | =XGETVALUE("Discount 5%",3) | % | =SUBTOTAL(G1:G1) | 1 | =PRODUCT(C2*E2,F2) | =G2
B |  | Waste and forming flashings | =XGETVALUE("Waste 12.5%",3) | % | =SUBTOTAL(G1:G2) | 1 | =PRODUCT(C3*E3,F3) | =G3
B | PM_41FAS_502 | RIVET 5052 ALU/STEEL FLNG HD 4-4 PK15 | 6 | pa | =XGETRATE("SUP1",$A4,2) | 0.066667 | =PRODUCT(C4*E4,F4) | =G4
B |  | Discount | =XGETVALUE("Discount 15%",3) | % | =SUBTOTAL(G4:G4) | 1 | =PRODUCT(C5*E5,F5) | =G5
B |  | Waste | =XGETVALUE("Waste 7.5%",3) | % | =SUBTOTAL(G4:G5) | 1 | =PRODUCT(C6*E6,F6) | =G6
B | Plumber | Plumber | 0.375 | hour | =XGETRATE("LAB1",$A7,2) | 1 | =PRODUCT(C7*E7,F7) | =G7
B |  | Margin | =XGETVALUE("Builders margin",3) | % | =SUBTOTAL(G1:G7) | 1 | =PRODUCT(C8*E8,F8) | =G8
I | T26.26.081 | 0.75mm x 750mm girth | T26.26_Roof_Flashing | m
B | AL1200_75 | 2400x1200x0.75 Aluminium Sheet | 0.75 | sh | =XGETRATE("PLU",$A1,2) | 0.34722 | =PRODUCT(C1*E1,F1) | =G1
B |  | Discount | =XGETVALUE("Discount 5%",3) | % | =SUBTOTAL(G1:G1) | 1 | =PRODUCT(C2*E2,F2) | =G2
B |  | Waste and forming flashings | =XGETVALUE("Waste 12.5%",3) | % | =SUBTOTAL(G1:G2) | 1 | =PRODUCT(C3*E3,F3) | =G3
B | PM_41FAS_502 | RIVET 5052 ALU/STEEL FLNG HD 4-4 PK15 | 6 | pa | =XGETRATE("SUP1",$A4,2) | 0.066667 | =PRODUCT(C4*E4,F4) | =G4
B |  | Discount | =XGETVALUE("Discount 15%",3) | % | =SUBTOTAL(G4:G4) | 1 | =PRODUCT(C5*E5,F5) | =G5
B |  | Waste | =XGETVALUE("Waste 7.5%",3) | % | =SUBTOTAL(G4:G5) | 1 | =PRODUCT(C6*E6,F6) | =G6
B | Plumber | Plumber | 0.4 | hour | =XGETRATE("LAB1",$A7,2) | 1 | =PRODUCT(C7*E7,F7) | =G7
B |  | Margin | =XGETVALUE("Builders margin",3) | % | =SUBTOTAL(G1:G7) | 1 | =PRODUCT(C8*E8,F8) | =G8
I | T26.26.085 | 0.95mm x 250mm girth | T26.26_Roof_Flashing | m
B | AL1200_95 | 2400x1200x0.95 Aluminium Sheet | 0.25 | sh | =XGETRATE("PLU",$A1,2) | 0.34722 | =PRODUCT(C1*E1,F1) | =G1
B |  | Discount | =XGETVALUE("Discount 5%",3) | % | =SUBTOTAL(G1:G1) | 1 | =PRODUCT(C2*E2,F2) | =G2
B |  | Waste and forming flashings | =XGETVALUE("Waste 12.5%",3) | % | =SUBTOTAL(G1:G2) | 1 | =PRODUCT(C3*E3,F3) | =G3
B | PM_41FAS_502 | RIVET 5052 ALU/STEEL FLNG HD 4-4 PK15 | 6 | pa | =XGETRATE("SUP1",$A4,2) | 0.066667 | =PRODUCT(C4*E4,F4) | =G4
B |  | Discount | =XGETVALUE("Discount 15%",3) | % | =SUBTOTAL(G4:G4) | 1 | =PRODUCT(C5*E5,F5) | =G5
B |  | Waste | =XGETVALUE("Waste 7.5%",3) | % | =SUBTOTAL(G4:G5) | 1 | =PRODUCT(C6*E6,F6) | =G6
B | Plumber | Plumber | 0.35 | hour | =XGETRATE("LAB1",$A7,2) | 1 | =PRODUCT(C7*E7,F7) | =G7
B |  | Margin | =XGETVALUE("Builders margin",3) | % | =SUBTOTAL(G1:G7) | 1 | =PRODUCT(C8*E8,F8) | =G8
I | T26.26.089 | 0.95mm x 500mm girth | T26.26_Roof_Flashing | m
B | AL1200_95 | 2400x1200x0.95 Aluminium Sheet | 0.5 | sh | =XGETRATE("PLU",$A1,2) | 0.34722 | =PRODUCT(C1*E1,F1) | =G1
B |  | Discount | =XGETVALUE("Discount 5%",3) | % | =SUBTOTAL(G1:G1) | 1 | =PRODUCT(C2*E2,F2) | =G2
B |  | Waste and forming flashings | =XGETVALUE("Waste 12.5%",3) | % | =SUBTOTAL(G1:G2) | 1 | =PRODUCT(C3*E3,F3) | =G3
B | PM_41FAS_502 | RIVET 5052 ALU/STEEL FLNG HD 4-4 PK15 | 6 | pa | =XGETRATE("SUP1",$A4,2) | 0.066667 | =PRODUCT(C4*E4,F4) | =G4
B |  | Discount | =XGETVALUE("Discount 15%",3) | % | =SUBTOTAL(G4:G4) | 1 | =PRODUCT(C5*E5,F5) | =G5
B |  | Waste | =XGETVALUE("Waste 7.5%",3) | % | =SUBTOTAL(G4:G5) | 1 | =PRODUCT(C6*E6,F6) | =G6
B | Plumber | Plumber | 0.375 | hour | =XGETRATE("LAB1",$A7,2) | 1 | =PRODUCT(C7*E7,F7) | =G7
B |  | Margin | =XGETVALUE("Builders margin",3) | % | =SUBTOTAL(G1:G7) | 1 | =PRODUCT(C8*E8,F8) | =G8
I | T26.26.093 | 0.95mm x 750mm girth | T26.26_Roof_Flashing | m
B | AL1200_95 | 2400x1200x0.95 Aluminium Sheet | 0.75 | sh | =XGETRATE("PLU",$A1,2) | 0.34722 | =PRODUCT(C1*E1,F1) | =G1
B |  | Discount | =XGETVALUE("Discount 5%",3) | % | =SUBTOTAL(G1:G1) | 1 | =PRODUCT(C2*E2,F2) | =G2
B |  | Waste and forming flashings | =XGETVALUE("Waste 12.5%",3) | % | =SUBTOTAL(G1:G2) | 1 | =PRODUCT(C3*E3,F3) | =G3
B | PM_41FAS_502 | RIVET 5052 ALU/STEEL FLNG HD 4-4 PK15 | 6 | pa | =XGETRATE("SUP1",$A4,2) | 0.066667 | =PRODUCT(C4*E4,F4) | =G4
B |  | Discount | =XGETVALUE("Discount 15%",3) | % | =SUBTOTAL(G4:G4) | 1 | =PRODUCT(C5*E5,F5) | =G5
B |  | Waste | =XGETVALUE("Waste 7.5%",3) | % | =SUBTOTAL(G4:G5) | 1 | =PRODUCT(C6*E6,F6) | =G6
B | Plumber | Plumber | 0.4 | hour | =XGETRATE("LAB1",$A7,2) | 1 | =PRODUCT(C7*E7,F7) | =G7
B |  | Margin | =XGETVALUE("Builders margin",3) | % | =SUBTOTAL(G1:G7) | 1 | =PRODUCT(C8*E8,F8) | =G8
I | T26.26.097 | <b>Aluminium,</b> stepped flashing | T26.26_Roof_Flashing
I | T26.26.101 | 0.7mm x 250mm girth | T26.26_Roof_Flashing | m
B | AL1200_75 | 2400x1200x0.75 Aluminium Sheet | 0.25 | sh | =XGETRATE("PLU",$A1,2) | 0.34722 | =PRODUCT(C1*E1,F1) | =G1
B |  | Discount | =XGETVALUE("Discount 5%",3) | % | =SUBTOTAL(G1:G1) | 1 | =PRODUCT(C2*E2,F2) | =G2
B |  | Waste and forming flashings | =XGETVALUE("Waste 15%",3) | % | =SUBTOTAL(G1:G2) | 1 | =PRODUCT(C3*E3,F3) | =G3
B | PM_41FAS_502 | RIVET 5052 ALU/STEEL FLNG HD 4-4 PK15 | 6 | pa | =XGETRATE("SUP1",$A4,2) | 0.066667 | =PRODUCT(C4*E4,F4) | =G4
B |  | Discount | =XGETVALUE("Discount 15%",3) | % | =SUBTOTAL(G4:G4) | 1 | =PRODUCT(C5*E5,F5) | =G5
B |  | Waste | =XGETVALUE("Waste 7.5%",3) | % | =SUBTOTAL(G4:G5) | 1 | =PRODUCT(C6*E6,F6) | =G6
B | Plumber | Plumber | 0.55 | hour | =XGETRATE("LAB1",$A7,2) | 1 | =PRODUCT(C7*E7,F7) | =G7
B |  | Margin | =XGETVALUE("Builders margin",3) | % | =SUBTOTAL(G1:G7) | 1 | =PRODUCT(C8*E8,F8) | =G8
I | T26.26.105 | 0.7mm x 500mm girth | T26.26_Roof_Flashing | m
B | AL1200_75 | 2400x1200x0.75 Aluminium Sheet | 0.5 | sh | =XGETRATE("PLU",$A1,2) | 0.34722 | =PRODUCT(C1*E1,F1) | =G1
B |  | Discount | =XGETVALUE("Discount 5%",3) | % | =SUBTOTAL(G1:G1) | 1 | =PRODUCT(C2*E2,F2) | =G2
B |  | Waste | =XGETVALUE("Waste 15%",3) | % | =SUBTOTAL(G1:G2) | 1 | =PRODUCT(C3*E3,F3) | =G3
B | PM_41FAS_502 | RIVET 5052 ALU/STEEL FLNG HD 4-4 PK15 | 6 | pa | =XGETRATE("SUP1",$A4,2) | 0.066667 | =PRODUCT(C4*E4,F4) | =G4
B |  | Discount | =XGETVALUE("Discount 15%",3) | % | =SUBTOTAL(G4:G4) | 1 | =PRODUCT(C5*E5,F5) | =G5
B |  | Waste | =XGETVALUE("Waste 7.5%",3) | % | =SUBTOTAL(G4:G5) | 1 | =PRODUCT(C6*E6,F6) | =G6
B | Plumber | Plumber | 0.55 | hour | =XGETRATE("LAB1",$A7,2) | 1 | =PRODUCT(C7*E7,F7) | =G7
B |  | Margin | =XGETVALUE("Builders margin",3) | % | =SUBTOTAL(G1:G7) | 1 | =PRODUCT(C8*E8,F8) | =G8
I | T26.26.109 | 0.7mm x 750mm girth | T26.26_Roof_Flashing | m
B | AL1200_75 | 2400x1200x0.75 Aluminium Sheet | 0.75 | sh | =XGETRATE("PLU",$A1,2) | 0.34722 | =PRODUCT(C1*E1,F1) | =G1
B |  | Discount | =XGETVALUE("Discount 5%",3) | % | =SUBTOTAL(G1:G1) | 1 | =PRODUCT(C2*E2,F2) | =G2
B |  | Waste | =XGETVALUE("Waste 15%",3) | % | =SUBTOTAL(G1:G2) | 1 | =PRODUCT(C3*E3,F3) | =G3
B | PM_41FAS_502 | RIVET 5052 ALU/STEEL FLNG HD 4-4 PK15 | 6 | pa | =XGETRATE("SUP1",$A4,2) | 0.066667 | =PRODUCT(C4*E4,F4) | =G4
B |  | Discount | =XGETVALUE("Discount 15%",3) | % | =SUBTOTAL(G4:G4) | 1 | =PRODUCT(C5*E5,F5) | =G5
B |  | Waste | =XGETVALUE("Waste 7.5%",3) | % | =SUBTOTAL(G4:G5) | 1 | =PRODUCT(C6*E6,F6) | =G6
B | Plumber | Plumber | 0.6 | hour | =XGETRATE("LAB1",$A7,2) | 1 | =PRODUCT(C7*E7,F7) | =G7
B |  | Margin | =XGETVALUE("Builders margin",3) | % | =SUBTOTAL(G1:G7) | 1 | =PRODUCT(C8*E8,F8) | =G8
I | T26.26.113 | 0.9mm x 250mm girth | T26.26_Roof_Flashing | m
B | AL1200_95 | 2400x1200x0.95 Aluminium Sheet | 0.25 | sh | =XGETRATE("PLU",$A1,2) | 0.34722 | =PRODUCT(C1*E1,F1) | =G1
B |  | Discount | =XGETVALUE("Discount 5%",3) | % | =SUBTOTAL(G1:G1) | 1 | =PRODUCT(C2*E2,F2) | =G2
B |  | Waste | =XGETVALUE("Waste 15%",3) | % | =SUBTOTAL(G1:G2) | 1 | =PRODUCT(C3*E3,F3) | =G3
B | PM_41FAS_502 | RIVET 5052 ALU/STEEL FLNG HD 4-4 PK15 | 6 | pa | =XGETRATE("SUP1",$A4,2) | 0.066667 | =PRODUCT(C4*E4,F4) | =G4
B |  | Discount | =XGETVALUE("Discount 15%",3) | % | =SUBTOTAL(G4:G4) | 1 | =PRODUCT(C5*E5,F5) | =G5
B |  | Waste | =XGETVALUE("Waste 7.5%",3) | % | =SUBTOTAL(G4:G5) | 1 | =PRODUCT(C6*E6,F6) | =G6
B | Plumber | Plumber | 0.55 | hour | =XGETRATE("LAB1",$A7,2) | 1 | =PRODUCT(C7*E7,F7) | =G7
B |  | Margin | =XGETVALUE("Builders margin",3) | % | =SUBTOTAL(G1:G7) | 1 | =PRODUCT(C8*E8,F8) | =G8
I | T26.26.117 | 0.9mm x 500mm girth | T26.26_Roof_Flashing | m
B | AL1200_95 | 2400x1200x0.95 Aluminium Sheet | 0.5 | sh | =XGETRATE("PLU",$A1,2) | 0.34722 | =PRODUCT(C1*E1,F1) | =G1
B |  | Discount | =XGETVALUE("Discount 5%",3) | % | =SUBTOTAL(G1:G1) | 1 | =PRODUCT(C2*E2,F2) | =G2
B |  | Waste | =XGETVALUE("Waste 15%",3) | % | =SUBTOTAL(G1:G2) | 1 | =PRODUCT(C3*E3,F3) | =G3
B | PM_41FAS_502 | RIVET 5052 ALU/STEEL FLNG HD 4-4 PK15 | 6 | pa | =XGETRATE("SUP1",$A4,2) | 0.066667 | =PRODUCT(C4*E4,F4) | =G4
B |  | Discount | =XGETVALUE("Discount 15%",3) | % | =SUBTOTAL(G4:G4) | 1 | =PRODUCT(C5*E5,F5) | =G5
B |  | Waste | =XGETVALUE("Waste 7.5%",3) | % | =SUBTOTAL(G4:G5) | 1 | =PRODUCT(C6*E6,F6) | =G6
B | Plumber | Plumber | 0.55 | hour | =XGETRATE("LAB1",$A7,2) | 1 | =PRODUCT(C7*E7,F7) | =G7
B |  | Margin | =XGETVALUE("Builders margin",3) | % | =SUBTOTAL(G1:G7) | 1 | =PRODUCT(C8*E8,F8) | =G8
I | T26.26.121 | 0.9mm x 750mm girth | T26.26_Roof_Flashing | m
B | AL1200_95 | 2400x1200x0.95 Aluminium Sheet | 0.75 | sh | =XGETRATE("PLU",$A1,2) | 0.34722 | =PRODUCT(C1*E1,F1) | =G1
B |  | Discount | =XGETVALUE("Discount 5%",3) | % | =SUBTOTAL(G1:G1) | 1 | =PRODUCT(C2*E2,F2) | =G2
B |  | Waste | =XGETVALUE("Waste 15%",3) | % | =SUBTOTAL(G1:G2) | 1 | =PRODUCT(C3*E3,F3) | =G3
B | PM_41FAS_502 | RIVET 5052 ALU/STEEL FLNG HD 4-4 PK15 | 6 | pa | =XGETRATE("SUP1",$A4,2) | 0.066667 | =PRODUCT(C4*E4,F4) | =G4
B |  | Discount | =XGETVALUE("Discount 15%",3) | % | =SUBTOTAL(G4:G4) | 1 | =PRODUCT(C5*E5,F5) | =G5
B |  | Waste | =XGETVALUE("Waste 7.5%",3) | % | =SUBTOTAL(G4:G5) | 1 | =PRODUCT(C6*E6,F6) | =G6
B | Plumber | Plumber | 0.6 | hour | =XGETRATE("LAB1",$A7,2) | 1 | =PRODUCT(C7*E7,F7) | =G7
B |  | Margin | =XGETVALUE("Builders margin",3) | % | =SUBTOTAL(G1:G7) | 1 | =PRODUCT(C8*E8,F8) | =G8
I | T26.26.125 | <b>Copper,</b> straight flashing | T26.26_Roof_Flashing
I | T26.26.129 | 0.55mm x 250mm girth | T26.26_Roof_Flashing | m
B | CU1000_55 | 2400x1000x0.55 Copper Sheet | 0.25 | sh | =XGETRATE("PLU",$A1,2) | 0.41667 | =PRODUCT(C1*E1,F1) | =G1
B |  | Discount | =XGETVALUE("Discount 5%",3) | % | =SUBTOTAL(G1:G1) | 1 | =PRODUCT(C2*E2,F2) | =G2
B |  | Waste and forming flashings | =XGETVALUE("Waste 12.5%",3) | % | =SUBTOTAL(G1:G2) | 1 | =PRODUCT(C3*E3,F3) | =G3
B | PM_41FAS_502 | RIVET 5052 ALU/STEEL FLNG HD 4-4 PK15 | 6 | pa | =XGETRATE("SUP1",$A4,2) | 0.066667 | =PRODUCT(C4*E4,F4) | =G4
B |  | Discount | =XGETVALUE("Discount 15%",3) | % | =SUBTOTAL(G4:G4) | 1 | =PRODUCT(C5*E5,F5) | =G5
B |  | Waste | =XGETVALUE("Waste 7.5%",3) | % | =SUBTOTAL(G4:G5) | 1 | =PRODUCT(C6*E6,F6) | =G6
B | Plumber | Plumber | 0.35 | hour | =XGETRATE("LAB1",$A7,2) | 1 | =PRODUCT(C7*E7,F7) | =G7
B |  | Margin | =XGETVALUE("Builders margin",3) | % | =SUBTOTAL(G1:G7) | 1 | =PRODUCT(C8*E8,F8) | =G8
I | T26.26.133 | 0.55mm x 500mm girth | T26.26_Roof_Flashing | m
B | CU1000_55 | 2400x1000x0.55 Copper Sheet | 0.5 | sh | =XGETRATE("PLU",$A1,2) | 0.41667 | =PRODUCT(C1*E1,F1) | =G1
B |  | Discount | =XGETVALUE("Discount 5%",3) | % | =SUBTOTAL(G1:G1) | 1 | =PRODUCT(C2*E2,F2) | =G2
B |  | Waste and forming flashings | =XGETVALUE("Waste 12.5%",3) | % | =SUBTOTAL(G1:G2) | 1 | =PRODUCT(C3*E3,F3) | =G3
B | PM_41FAS_502 | RIVET 5052 ALU/STEEL FLNG HD 4-4 PK15 | 6 | pa | =XGETRATE("SUP1",$A4,2) | 0.066667 | =PRODUCT(C4*E4,F4) | =G4
B |  | Discount | =XGETVALUE("Discount 15%",3) | % | =SUBTOTAL(G4:G4) | 1 | =PRODUCT(C5*E5,F5) | =G5
B |  | Waste | =XGETVALUE("Waste 7.5%",3) | % | =SUBTOTAL(G4:G5) | 1 | =PRODUCT(C6*E6,F6) | =G6
B | Plumber | Plumber | 0.375 | hour | =XGETRATE("LAB1",$A7,2) | 1 | =PRODUCT(C7*E7,F7) | =G7
B |  | Margin | =XGETVALUE("Builders margin",3) | % | =SUBTOTAL(G1:G7) | 1 | =PRODUCT(C8*E8,F8) | =G8
I | T26.26.137 | 0.55mm x 750mm girth | T26.26_Roof_Flashing | m
B | CU1000_55 | 2400x1000x0.55 Copper Sheet | 0.75 | sh | =XGETRATE("PLU",$A1,2) | 0.41667 | =PRODUCT(C1*E1,F1) | =G1
B |  | Discount | =XGETVALUE("Discount 5%",3) | % | =SUBTOTAL(G1:G1) | 1 | =PRODUCT(C2*E2,F2) | =G2
B |  | Waste and forming flashings | =XGETVALUE("Waste 12.5%",3) | % | =SUBTOTAL(G1:G2) | 1 | =PRODUCT(C3*E3,F3) | =G3
B | PM_41FAS_502 | RIVET 5052 ALU/STEEL FLNG HD 4-4 PK15 | 6 | pa | =XGETRATE("SUP1",$A4,2) | 0.066667 | =PRODUCT(C4*E4,F4) | =G4
B |  | Discount | =XGETVALUE("Discount 15%",3) | % | =SUBTOTAL(G4:G4) | 1 | =PRODUCT(C5*E5,F5) | =G5
B |  | Waste | =XGETVALUE("Waste 7.5%",3) | % | =SUBTOTAL(G4:G5) | 1 | =PRODUCT(C6*E6,F6) | =G6
B | Plumber | Plumber | 0.4 | hour | =XGETRATE("LAB1",$A7,2) | 1 | =PRODUCT(C7*E7,F7) | =G7
B |  | Margin | =XGETVALUE("Builders margin",3) | % | =SUBTOTAL(G1:G7) | 1 | =PRODUCT(C8*E8,F8) | =G8
I | T26.26.141 | <b>Copper,</b> stepped flashing | T26.26_Roof_Flashing
I | T26.26.145 | 0.55mm x 250mm girth | T26.26_Roof_Flashing | m
B | CU1000_55 | 2400x1000x0.55 Copper Sheet | 0.25 | sh | =XGETRATE("PLU",$A1,2) | 0.41667 | =PRODUCT(C1*E1,F1) | =G1
B |  | Discount | =XGETVALUE("Discount 5%",3) | % | =SUBTOTAL(G1:G1) | 1 | =PRODUCT(C2*E2,F2) | =G2
B |  | Waste | =XGETVALUE("Waste 15%",3) | % | =SUBTOTAL(G1:G2) | 1 | =PRODUCT(C3*E3,F3) | =G3
B | PM_41FAS_502 | RIVET 5052 ALU/STEEL FLNG HD 4-4 PK15 | 6 | pa | =XGETRATE("SUP1",$A4,2) | 0.066667 | =PRODUCT(C4*E4,F4) | =G4
B |  | Discount | =XGETVALUE("Discount 15%",3) | % | =SUBTOTAL(G4:G4) | 1 | =PRODUCT(C5*E5,F5) | =G5
B |  | Waste | =XGETVALUE("Waste 7.5%",3) | % | =SUBTOTAL(G4:G5) | 1 | =PRODUCT(C6*E6,F6) | =G6
B | Plumber | Plumber | 0.55 | hour | =XGETRATE("LAB1",$A7,2) | 1 | =PRODUCT(C7*E7,F7) | =G7
B |  | Margin | =XGETVALUE("Builders margin",3) | % | =SUBTOTAL(G1:G7) | 1 | =PRODUCT(C8*E8,F8) | =G8
I | T26.26.149 | 0.55mm x 500mm girth | T26.26_Roof_Flashing | m
B | CU1000_55 | 2400x1000x0.55 Copper Sheet | 0.5 | sh | =XGETRATE("PLU",$A1,2) | 0.41667 | =PRODUCT(C1*E1,F1) | =G1
B |  | Discount | =XGETVALUE("Discount 5%",3) | % | =SUBTOTAL(G1:G1) | 1 | =PRODUCT(C2*E2,F2) | =G2
B |  | Waste | =XGETVALUE("Waste 15%",3) | % | =SUBTOTAL(G1:G2) | 1 | =PRODUCT(C3*E3,F3) | =G3
B | PM_41FAS_502 | RIVET 5052 ALU/STEEL FLNG HD 4-4 PK15 | 6 | pa | =XGETRATE("SUP1",$A4,2) | 0.066667 | =PRODUCT(C4*E4,F4) | =G4
B |  | Discount | =XGETVALUE("Discount 15%",3) | % | =SUBTOTAL(G4:G4) | 1 | =PRODUCT(C5*E5,F5) | =G5
B |  | Waste | =XGETVALUE("Waste 7.5%",3) | % | =SUBTOTAL(G4:G5) | 1 | =PRODUCT(C6*E6,F6) | =G6
B | Plumber | Plumber | 0.55 | hour | =XGETRATE("LAB1",$A7,2) | 1 | =PRODUCT(C7*E7,F7) | =G7
B |  | Margin | =XGETVALUE("Builders margin",3) | % | =SUBTOTAL(G1:G7) | 1 | =PRODUCT(C8*E8,F8) | =G8
I | T26.26.153 | 0.55mm x 750mm girth | T26.26_Roof_Flashing | m
B | CU1000_55 | 2400x1000x0.55 Copper Sheet | 0.75 | sh | =XGETRATE("PLU",$A1,2) | 0.41667 | =PRODUCT(C1*E1,F1) | =G1
B |  | Discount | =XGETVALUE("Discount 5%",3) | % | =SUBTOTAL(G1:G1) | 1 | =PRODUCT(C2*E2,F2) | =G2
B |  | Waste | =XGETVALUE("Waste 15%",3) | % | =SUBTOTAL(G1:G2) | 1 | =PRODUCT(C3*E3,F3) | =G3
B | PM_41FAS_502 | RIVET 5052 ALU/STEEL FLNG HD 4-4 PK15 | 6 | pa | =XGETRATE("SUP1",$A4,2) | 0.066667 | =PRODUCT(C4*E4,F4) | =G4
B |  | Discount | =XGETVALUE("Discount 15%",3) | % | =SUBTOTAL(G4:G4) | 1 | =PRODUCT(C5*E5,F5) | =G5
B |  | Waste | =XGETVALUE("Waste 7.5%",3) | % | =SUBTOTAL(G4:G5) | 1 | =PRODUCT(C6*E6,F6) | =G6
B | Plumber | Plumber | 0.6 | hour | =XGETRATE("LAB1",$A7,2) | 1 | =PRODUCT(C7*E7,F7) | =G7
B |  | Margin | =XGETVALUE("Builders margin",3) | % | =SUBTOTAL(G1:G7) | 1 | =PRODUCT(C8*E8,F8) | =G8
I | T26.26.157 | <b>Stainless Steel,</b> straight flashing | T26.26_Roof_Flashing
I | T26.26.161 | 0.55mm x 250mm girth | T26.26_Roof_Flashing | m
B | SS1200_55 | 2400x1200x0.55 S/S Sheet | 0.25 | sh | =XGETRATE("PLU",$A1,2) | 0.34722 | =PRODUCT(C1*E1,F1) | =G1
B |  | Discount | =XGETVALUE("Discount 5%",3) | % | =SUBTOTAL(G1:G1) | 1 | =PRODUCT(C2*E2,F2) | =G2
B |  | Waste and forming flashings | =XGETVALUE("Waste 12.5%",3) | % | =SUBTOTAL(G1:G2) | 1 | =PRODUCT(C3*E3,F3) | =G3
B | PM_41FAS_502 | RIVET 5052 ALU/STEEL FLNG HD 4-4 PK15 | 6 | pa | =XGETRATE("SUP1",$A4,2) | 0.066667 | =PRODUCT(C4*E4,F4) | =G4
B |  | Discount | =XGETVALUE("Discount 15%",3) | % | =SUBTOTAL(G4:G4) | 1 | =PRODUCT(C5*E5,F5) | =G5
B |  | Waste | =XGETVALUE("Waste 7.5%",3) | % | =SUBTOTAL(G4:G5) | 1 | =PRODUCT(C6*E6,F6) | =G6
B | Plumber | Plumber | 0.35 | hour | =XGETRATE("LAB1",$A7,2) | 1 | =PRODUCT(C7*E7,F7) | =G7
B |  | Margin | =XGETVALUE("Builders margin",3) | % | =SUBTOTAL(G1:G7) | 1 | =PRODUCT(C8*E8,F8) | =G8
I | T26.26.165 | 0.55mm x 500mm girth | T26.26_Roof_Flashing | m
B | SS1200_55 | 2400x1200x0.55 S/S Sheet | 0.5 | sh | =XGETRATE("PLU",$A1,2) | 0.34722 | =PRODUCT(C1*E1,F1) | =G1
B |  | Discount | =XGETVALUE("Discount 5%",3) | % | =SUBTOTAL(G1:G1) | 1 | =PRODUCT(C2*E2,F2) | =G2
B |  | Waste and forming flashings | =XGETVALUE("Waste 12.5%",3) | % | =SUBTOTAL(G1:G2) | 1 | =PRODUCT(C3*E3,F3) | =G3
B | PM_41FAS_502 | RIVET 5052 ALU/STEEL FLNG HD 4-4 PK15 | 6 | pa | =XGETRATE("SUP1",$A4,2) | 0.066667 | =PRODUCT(C4*E4,F4) | =G4
B |  | Discount | =XGETVALUE("Discount 15%",3) | % | =SUBTOTAL(G4:G4) | 1 | =PRODUCT(C5*E5,F5) | =G5
B |  | Waste | =XGETVALUE("Waste 7.5%",3) | % | =SUBTOTAL(G4:G5) | 1 | =PRODUCT(C6*E6,F6) | =G6
B | Plumber | Plumber | 0.375 | hour | =XGETRATE("LAB1",$A7,2) | 1 | =PRODUCT(C7*E7,F7) | =G7
B |  | Margin | =XGETVALUE("Builders margin",3) | % | =SUBTOTAL(G1:G7) | 1 | =PRODUCT(C8*E8,F8) | =G8
I | T26.26.169 | 0.55mm x 750mm girth | T26.26_Roof_Flashing | m
B | SS1200_55 | 2400x1200x0.55 S/S Sheet | 0.75 | sh | =XGETRATE("PLU",$A1,2) | 0.34722 | =PRODUCT(C1*E1,F1) | =G1
B |  | Discount | =XGETVALUE("Discount 5%",3) | % | =SUBTOTAL(G1:G1) | 1 | =PRODUCT(C2*E2,F2) | =G2
B |  | Waste and forming flashings | =XGETVALUE("Waste 12.5%",3) | % | =SUBTOTAL(G1:G2) | 1 | =PRODUCT(C3*E3,F3) | =G3
B | PM_41FAS_502 | RIVET 5052 ALU/STEEL FLNG HD 4-4 PK15 | 6 | pa | =XGETRATE("SUP1",$A4,2) | 0.066667 | =PRODUCT(C4*E4,F4) | =G4
B |  | Discount | =XGETVALUE("Discount 15%",3) | % | =SUBTOTAL(G4:G4) | 1 | =PRODUCT(C5*E5,F5) | =G5
B |  | Waste | =XGETVALUE("Waste 7.5%",3) | % | =SUBTOTAL(G4:G5) | 1 | =PRODUCT(C6*E6,F6) | =G6
B | Plumber | Plumber | 0.4 | hour | =XGETRATE("LAB1",$A7,2) | 1 | =PRODUCT(C7*E7,F7) | =G7
B |  | Margin | =XGETVALUE("Builders margin",3) | % | =SUBTOTAL(G1:G7) | 1 | =PRODUCT(C8*E8,F8) | =G8
I | T26.26.173 | <b>Stainless Steel,</b> stepped flashing | T26.26_Roof_Flashing
I | T26.26.177 | 0.55mm x 250mm girth | T26.26_Roof_Flashing | m
B | SS1200_55 | 2400x1200x0.55 S/S Sheet | 0.25 | sh | =XGETRATE("PLU",$A1,2) | 0.34722 | =PRODUCT(C1*E1,F1) | =G1
B |  | Discount | =XGETVALUE("Discount 5%",3) | % | =SUBTOTAL(G1:G1) | 1 | =PRODUCT(C2*E2,F2) | =G2
B |  | Waste | =XGETVALUE("Waste 15%",3) | % | =SUBTOTAL(G1:G2) | 1 | =PRODUCT(C3*E3,F3) | =G3
B | PM_41FAS_502 | RIVET 5052 ALU/STEEL FLNG HD 4-4 PK15 | 6 | pa | =XGETRATE("SUP1",$A4,2) | 0.066667 | =PRODUCT(C4*E4,F4) | =G4
B |  | Discount | =XGETVALUE("Discount 15%",3) | % | =SUBTOTAL(G4:G4) | 1 | =PRODUCT(C5*E5,F5) | =G5
B |  | Waste | =XGETVALUE("Waste 7.5%",3) | % | =SUBTOTAL(G4:G5) | 1 | =PRODUCT(C6*E6,F6) | =G6
B | Plumber | Plumber | 0.55 | hour | =XGETRATE("LAB1",$A7,2) | 1 | =PRODUCT(C7*E7,F7) | =G7
B |  | Margin | =XGETVALUE("Builders margin",3) | % | =SUBTOTAL(G1:G7) | 1 | =PRODUCT(C8*E8,F8) | =G8
I | T26.26.181 | 0.55mm x 500mm girth | T26.26_Roof_Flashing | m
B | SS1200_55 | 2400x1200x0.55 S/S Sheet | 0.5 | sh | =XGETRATE("PLU",$A1,2) | 0.34722 | =PRODUCT(C1*E1,F1) | =G1
B |  | Discount | =XGETVALUE("Discount 5%",3) | % | =SUBTOTAL(G1:G1) | 1 | =PRODUCT(C2*E2,F2) | =G2
B |  | Waste | =XGETVALUE("Waste 15%",3) | % | =SUBTOTAL(G1:G2) | 1 | =PRODUCT(C3*E3,F3) | =G3
B | PM_41FAS_502 | RIVET 5052 ALU/STEEL FLNG HD 4-4 PK15 | 6 | pa | =XGETRATE("SUP1",$A4,2) | 0.066667 | =PRODUCT(C4*E4,F4) | =G4
B |  | Discount | =XGETVALUE("Discount 15%",3) | % | =SUBTOTAL(G4:G4) | 1 | =PRODUCT(C5*E5,F5) | =G5
B |  | Waste | =XGETVALUE("Waste 7.5%",3) | % | =SUBTOTAL(G4:G5) | 1 | =PRODUCT(C6*E6,F6) | =G6
B | Plumber | Plumber | 0.55 | hour | =XGETRATE("LAB1",$A7,2) | 1 | =PRODUCT(C7*E7,F7) | =G7
B |  | Margin | =XGETVALUE("Builders margin",3) | % | =SUBTOTAL(G1:G7) | 1 | =PRODUCT(C8*E8,F8) | =G8
I | T26.26.185 | 0.55mm x 750mm girth | T26.26_Roof_Flashing | m
B | SS1200_55 | 2400x1200x0.55 S/S Sheet | 0.75 | sh | =XGETRATE("PLU",$A1,2) | 0.34722 | =PRODUCT(C1*E1,F1) | =G1
B |  | Discount | =XGETVALUE("Discount 5%",3) | % | =SUBTOTAL(G1:G1) | 1 | =PRODUCT(C2*E2,F2) | =G2
B |  | Waste | =XGETVALUE("Waste 15%",3) | % | =SUBTOTAL(G1:G2) | 1 | =PRODUCT(C3*E3,F3) | =G3
B | PM_41FAS_502 | RIVET 5052 ALU/STEEL FLNG HD 4-4 PK15 | 6 | pa | =XGETRATE("SUP1",$A4,2) | 0.066667 | =PRODUCT(C4*E4,F4) | =G4
B |  | Discount | =XGETVALUE("Discount 15%",3) | % | =SUBTOTAL(G4:G4) | 1 | =PRODUCT(C5*E5,F5) | =G5
B |  | Waste | =XGETVALUE("Waste 7.5%",3) | % | =SUBTOTAL(G4:G5) | 1 | =PRODUCT(C6*E6,F6) | =G6
B | Plumber | Plumber | 0.6 | hour | =XGETRATE("LAB1",$A7,2) | 1 | =PRODUCT(C7*E7,F7) | =G7
B |  | Margin | =XGETVALUE("Builders margin",3) | % | =SUBTOTAL(G1:G7) | 1 | =PRODUCT(C8*E8,F8) | =G8
I | T26.26.189 | <b>ZINCALUME<s>®</s>,</b> straight flashing | T26.26_Roof_Flashing
I | T26.26.193 | 0.55mm x 250mm girth | T26.26_Roof_Flashing | m
B | Z1200_55 | 2438x1219x0.55 Zincalume Sheet | 0.25 | sh | =XGETRATE("PLU",$A1,2) | 0.33648 | =PRODUCT(C1*E1,F1) | =G1
B |  | Discount | =XGETVALUE("Discount 5%",3) | % | =SUBTOTAL(G1:G1) | 1 | =PRODUCT(C2*E2,F2) | =G2
B |  | Waste and forming flashings | =XGETVALUE("Waste 12.5%",3) | % | =SUBTOTAL(G1:G2) | 1 | =PRODUCT(C3*E3,F3) | =G3
B | PM_41FAS_502 | RIVET 5052 ALU/STEEL FLNG HD 4-4 PK15 | 6 | pa | =XGETRATE("SUP1",$A4,2) | 0.066667 | =PRODUCT(C4*E4,F4) | =G4
B |  | Discount | =XGETVALUE("Discount 15%",3) | % | =SUBTOTAL(G4:G4) | 1 | =PRODUCT(C5*E5,F5) | =G5
B |  | Waste | =XGETVALUE("Waste 7.5%",3) | % | =SUBTOTAL(G4:G5) | 1 | =PRODUCT(C6*E6,F6) | =G6
B | Plumber | Plumber | 0.35 | hour | =XGETRATE("LAB1",$A7,2) | 1 | =PRODUCT(C7*E7,F7) | =G7
B |  | Margin | =XGETVALUE("Builders margin",3) | % | =SUBTOTAL(G1:G7) | 1 | =PRODUCT(C8*E8,F8) | =G8
I | T26.26.197 | 0.55mm x 500mm girth | T26.26_Roof_Flashing | m
B | Z1200_55 | 2438x1219x0.55 Zincalume Sheet | 0.5 | sh | =XGETRATE("PLU",$A1,2) | 0.33648 | =PRODUCT(C1*E1,F1) | =G1
B |  | Discount | =XGETVALUE("Discount 5%",3) | % | =SUBTOTAL(G1:G1) | 1 | =PRODUCT(C2*E2,F2) | =G2
B |  | Waste and forming flashings | =XGETVALUE("Waste 12.5%",3) | % | =SUBTOTAL(G1:G2) | 1 | =PRODUCT(C3*E3,F3) | =G3
B | PM_41FAS_502 | RIVET 5052 ALU/STEEL FLNG HD 4-4 PK15 | 6 | pa | =XGETRATE("SUP1",$A4,2) | 0.066667 | =PRODUCT(C4*E4,F4) | =G4
B |  | Discount | =XGETVALUE("Discount 15%",3) | % | =SUBTOTAL(G4:G4) | 1 | =PRODUCT(C5*E5,F5) | =G5
B |  | Waste | =XGETVALUE("Waste 7.5%",3) | % | =SUBTOTAL(G4:G5) | 1 | =PRODUCT(C6*E6,F6) | =G6
B | Plumber | Plumber | 0.375 | hour | =XGETRATE("LAB1",$A7,2) | 1 | =PRODUCT(C7*E7,F7) | =G7
B |  | Margin | =XGETVALUE("Builders margin",3) | % | =SUBTOTAL(G1:G7) | 1 | =PRODUCT(C8*E8,F8) | =G8
I | T26.26.201 | 0.55mm x 750mm girth | T26.26_Roof_Flashing | m
B | Z1200_55 | 2438x1219x0.55 Zincalume Sheet | 0.75 | sh | =XGETRATE("PLU",$A1,2) | 0.33648 | =PRODUCT(C1*E1,F1) | =G1
B |  | Discount | =XGETVALUE("Discount 5%",3) | % | =SUBTOTAL(G1:G1) | 1 | =PRODUCT(C2*E2,F2) | =G2
B |  | Waste and forming flashings | =XGETVALUE("Waste 12.5%",3) | % | =SUBTOTAL(G1:G2) | 1 | =PRODUCT(C3*E3,F3) | =G3
B | PM_41FAS_502 | RIVET 5052 ALU/STEEL FLNG HD 4-4 PK15 | 6 | pa | =XGETRATE("SUP1",$A4,2) | 0.066667 | =PRODUCT(C4*E4,F4) | =G4
B |  | Discount | =XGETVALUE("Discount 15%",3) | % | =SUBTOTAL(G4:G4) | 1 | =PRODUCT(C5*E5,F5) | =G5
B |  | Waste | =XGETVALUE("Waste 7.5%",3) | % | =SUBTOTAL(G4:G5) | 1 | =PRODUCT(C6*E6,F6) | =G6
B | Plumber | Plumber | 0.4 | hour | =XGETRATE("LAB1",$A7,2) | 1 | =PRODUCT(C7*E7,F7) | =G7
B |  | Margin | =XGETVALUE("Builders margin",3) | % | =SUBTOTAL(G1:G7) | 1 | =PRODUCT(C8*E8,F8) | =G8
I | T26.26.205 | <b>ZINCALUME<s>®</s>,</b> stepped flashing | T26.26_Roof_Flashing
I | T26.26.209 | 0.55mm x 250mm girth | T26.26_Roof_Flashing | m
B | Z1200_55 | 2438x1219x0.55 Zincalume Sheet | 0.25 | sh | =XGETRATE("PLU",$A1,2) | 0.33648 | =PRODUCT(C1*E1,F1) | =G1
B |  | Discount | =XGETVALUE("Discount 5%",3) | % | =SUBTOTAL(G1:G1) | 1 | =PRODUCT(C2*E2,F2) | =G2
B |  | Waste | =XGETVALUE("Waste 15%",3) | % | =SUBTOTAL(G1:G2) | 1 | =PRODUCT(C3*E3,F3) | =G3
B | PM_41FAS_502 | RIVET 5052 ALU/STEEL FLNG HD 4-4 PK15 | 6 | pa | =XGETRATE("SUP1",$A4,2) | 0.066667 | =PRODUCT(C4*E4,F4) | =G4
B |  | Discount | =XGETVALUE("Discount 15%",3) | % | =SUBTOTAL(G4:G4) | 1 | =PRODUCT(C5*E5,F5) | =G5
B |  | Waste | =XGETVALUE("Waste 7.5%",3) | % | =SUBTOTAL(G4:G5) | 1 | =PRODUCT(C6*E6,F6) | =G6
B | Plumber | Plumber | 0.55 | hour | =XGETRATE("LAB1",$A7,2) | 1 | =PRODUCT(C7*E7,F7) | =G7
B |  | Margin | =XGETVALUE("Builders margin",3) | % | =SUBTOTAL(G1:G7) | 1 | =PRODUCT(C8*E8,F8) | =G8
I | T26.26.213 | 0.55mm x 500mm girth | T26.26_Roof_Flashing | m
B | Z1200_55 | 2438x1219x0.55 Zincalume Sheet | 0.5 | sh | =XGETRATE("PLU",$A1,2) | 0.33648 | =PRODUCT(C1*E1,F1) | =G1
B |  | Discount | =XGETVALUE("Discount 5%",3) | % | =SUBTOTAL(G1:G1) | 1 | =PRODUCT(C2*E2,F2) | =G2
B |  | Waste | =XGETVALUE("Waste 15%",3) | % | =SUBTOTAL(G1:G2) | 1 | =PRODUCT(C3*E3,F3) | =G3
B | PM_41FAS_502 | RIVET 5052 ALU/STEEL FLNG HD 4-4 PK15 | 6 | pa | =XGETRATE("SUP1",$A4,2) | 0.066667 | =PRODUCT(C4*E4,F4) | =G4
B |  | Discount | =XGETVALUE("Discount 15%",3) | % | =SUBTOTAL(G4:G4) | 1 | =PRODUCT(C5*E5,F5) | =G5
B |  | Waste | =XGETVALUE("Waste 7.5%",3) | % | =SUBTOTAL(G4:G5) | 1 | =PRODUCT(C6*E6,F6) | =G6
B | Plumber | Plumber | 0.55 | hour | =XGETRATE("LAB1",$A7,2) | 1 | =PRODUCT(C7*E7,F7) | =G7
B |  | Margin | =XGETVALUE("Builders margin",3) | % | =SUBTOTAL(G1:G7) | 1 | =PRODUCT(C8*E8,F8) | =G8
I | T26.26.217 | 0.55mm x 750mm girth | T26.26_Roof_Flashing | m
B | Z1200_55 | 2438x1219x0.55 Zincalume Sheet | 0.75 | sh | =XGETRATE("PLU",$A1,2) | 0.33648 | =PRODUCT(C1*E1,F1) | =G1
B |  | Discount | =XGETVALUE("Discount 5%",3) | % | =SUBTOTAL(G1:G1) | 1 | =PRODUCT(C2*E2,F2) | =G2
B |  | Waste | =XGETVALUE("Waste 15%",3) | % | =SUBTOTAL(G1:G2) | 1 | =PRODUCT(C3*E3,F3) | =G3
B | PM_41FAS_502 | RIVET 5052 ALU/STEEL FLNG HD 4-4 PK15 | 6 | pa | =XGETRATE("SUP1",$A4,2) | 0.066667 | =PRODUCT(C4*E4,F4) | =G4
B |  | Discount | =XGETVALUE("Discount 15%",3) | % | =SUBTOTAL(G4:G4) | 1 | =PRODUCT(C5*E5,F5) | =G5
B |  | Waste | =XGETVALUE("Waste 7.5%",3) | % | =SUBTOTAL(G4:G5) | 1 | =PRODUCT(C6*E6,F6) | =G6
B | Plumber | Plumber | 0.6 | hour | =XGETRATE("LAB1",$A7,2) | 1 | =PRODUCT(C7*E7,F7) | =G7
B |  | Margin | =XGETVALUE("Builders margin",3) | % | =SUBTOTAL(G1:G7) | 1 | =PRODUCT(C8*E8,F8) | =G8
I | T26.26.221 | <b>Prefinished Steel, Endura™,</b> straight flashing | T26.26_Roof_Flashing
I | T26.26.225 | 0.55mm x 250mm girth | T26.26_Roof_Flashing | m
B | FS1200055EN-- | F/Sheet 1200x.55 Maxx | 0.25 | sh | =XGETRATE("ROF",$A1,2) | 0.83333 | =PRODUCT(C1*E1,F1) | =G1
B |  | Discount | =XGETVALUE("Discount 5%",3) | % | =SUBTOTAL(G1:G1) | 1 | =PRODUCT(C2*E2,F2) | =G2
B |  | Waste and forming flashings | =XGETVALUE("Waste 12.5%",3) | % | =SUBTOTAL(G1:G2) | 1 | =PRODUCT(C3*E3,F3) | =G3
B | PM_41FAS_502 | RIVET 5052 ALU/STEEL FLNG HD 4-4 PK15 | 6 | pa | =XGETRATE("SUP1",$A4,2) | 0.066667 | =PRODUCT(C4*E4,F4) | =G4
B |  | Discount | =XGETVALUE("Discount 15%",3) | % | =SUBTOTAL(G4:G4) | 1 | =PRODUCT(C5*E5,F5) | =G5
B |  | Waste | =XGETVALUE("Waste 7.5%",3) | % | =SUBTOTAL(G4:G5) | 1 | =PRODUCT(C6*E6,F6) | =G6
B | Plumber | Plumber | 0.35 | hour | =XGETRATE("LAB1",$A7,2) | 1 | =PRODUCT(C7*E7,F7) | =G7
B |  | Margin | =XGETVALUE("Builders margin",3) | % | =SUBTOTAL(G1:G7) | 1 | =PRODUCT(C8*E8,F8) | =G8
I | T26.26.229 | 0.55mm x 500mm girth | T26.26_Roof_Flashing | m
B | FS1200055EN-- | F/Sheet 1200x.55 Maxx | 0.5 | sh | =XGETRATE("ROF",$A1,2) | 0.83333 | =PRODUCT(C1*E1,F1) | =G1
B |  | Discount | =XGETVALUE("Discount 5%",3) | % | =SUBTOTAL(G1:G1) | 1 | =PRODUCT(C2*E2,F2) | =G2
B |  | Waste and forming flashings | =XGETVALUE("Waste 12.5%",3) | % | =SUBTOTAL(G1:G2) | 1 | =PRODUCT(C3*E3,F3) | =G3
B | PM_41FAS_502 | RIVET 5052 ALU/STEEL FLNG HD 4-4 PK15 | 6 | pa | =XGETRATE("SUP1",$A4,2) | 0.066667 | =PRODUCT(C4*E4,F4) | =G4
B |  | Discount | =XGETVALUE("Discount 15%",3) | % | =SUBTOTAL(G4:G4) | 1 | =PRODUCT(C5*E5,F5) | =G5
B |  | Waste | =XGETVALUE("Waste 7.5%",3) | % | =SUBTOTAL(G4:G5) | 1 | =PRODUCT(C6*E6,F6) | =G6
B | Plumber | Plumber | 0.375 | hour | =XGETRATE("LAB1",$A7,2) | 1 | =PRODUCT(C7*E7,F7) | =G7
B |  | Margin | =XGETVALUE("Builders margin",3) | % | =SUBTOTAL(G1:G7) | 1 | =PRODUCT(C8*E8,F8) | =G8
I | T26.26.233 | 0.55mm x 750mm girth | T26.26_Roof_Flashing | m
B | FS1200055EN-- | F/Sheet 1200x.55 Maxx | 0.75 | sh | =XGETRATE("ROF",$A1,2) | 0.83333 | =PRODUCT(C1*E1,F1) | =G1
B |  | Discount | =XGETVALUE("Discount 5%",3) | % | =SUBTOTAL(G1:G1) | 1 | =PRODUCT(C2*E2,F2) | =G2
B |  | Waste and forming flashings | =XGETVALUE("Waste 12.5%",3) | % | =SUBTOTAL(G1:G2) | 1 | =PRODUCT(C3*E3,F3) | =G3
B | PM_41FAS_502 | RIVET 5052 ALU/STEEL FLNG HD 4-4 PK15 | 6 | pa | =XGETRATE("SUP1",$A4,2) | 0.066667 | =PRODUCT(C4*E4,F4) | =G4
B |  | Discount | =XGETVALUE("Discount 15%",3) | % | =SUBTOTAL(G4:G4) | 1 | =PRODUCT(C5*E5,F5) | =G5
B |  | Waste | =XGETVALUE("Waste 7.5%",3) | % | =SUBTOTAL(G4:G5) | 1 | =PRODUCT(C6*E6,F6) | =G6
B | Plumber | Plumber | 0.4 | hour | =XGETRATE("LAB1",$A7,2) | 1 | =PRODUCT(C7*E7,F7) | =G7
B |  | Margin | =XGETVALUE("Builders margin",3) | % | =SUBTOTAL(G1:G7) | 1 | =PRODUCT(C8*E8,F8) | =G8
I | T26.26.237 | <b>Prefinished Steel, Endura™,</b> stepped flashing | T26.26_Roof_Flashing
I | T26.26.241 | 0.55mm x 250mm girth | T26.26_Roof_Flashing | m
B | FS1200055EN-- | F/Sheet 1200x.55 Endu | 0.25 | sh | =XGETRATE("ROF",$A1,2) | 0.83333 | =PRODUCT(C1*E1,F1) | =G1
B |  | Discount | =XGETVALUE("Discount 5%",3) | % | =SUBTOTAL(G1:G1) | 1 | =PRODUCT(C2*E2,F2) | =G2
B |  | Waste | =XGETVALUE("Waste 15%",3) | % | =SUBTOTAL(G1:G2) | 1 | =PRODUCT(C3*E3,F3) | =G3
B | PM_41FAS_502 | RIVET 5052 ALU/STEEL FLNG HD 4-4 PK15 | 6 | pa | =XGETRATE("SUP1",$A4,2) | 0.066667 | =PRODUCT(C4*E4,F4) | =G4
B |  | Discount | =XGETVALUE("Discount 15%",3) | % | =SUBTOTAL(G4:G4) | 1 | =PRODUCT(C5*E5,F5) | =G5
B |  | Waste | =XGETVALUE("Waste 7.5%",3) | % | =SUBTOTAL(G4:G5) | 1 | =PRODUCT(C6*E6,F6) | =G6
B | Plumber | Plumber | 0.55 | hour | =XGETRATE("LAB1",$A7,2) | 1 | =PRODUCT(C7*E7,F7) | =G7
B |  | Margin | =XGETVALUE("Builders margin",3) | % | =SUBTOTAL(G1:G7) | 1 | =PRODUCT(C8*E8,F8) | =G8
I | T26.26.245 | 0.55mm x 500mm girth | T26.26_Roof_Flashing | m
B | FS1200055EN-- | F/Sheet 1200x.55 Endu | 0.5 | sh | =XGETRATE("ROF",$A1,2) | 0.83333 | =PRODUCT(C1*E1,F1) | =G1
B |  | Discount | =XGETVALUE("Discount 5%",3) | % | =SUBTOTAL(G1:G1) | 1 | =PRODUCT(C2*E2,F2) | =G2
B |  | Waste | =XGETVALUE("Waste 15%",3) | % | =SUBTOTAL(G1:G2) | 1 | =PRODUCT(C3*E3,F3) | =G3
B | PM_41FAS_502 | RIVET 5052 ALU/STEEL FLNG HD 4-4 PK15 | 6 | pa | =XGETRATE("SUP1",$A4,2) | 0.066667 | =PRODUCT(C4*E4,F4) | =G4
B |  | Discount | =XGETVALUE("Discount 15%",3) | % | =SUBTOTAL(G4:G4) | 1 | =PRODUCT(C5*E5,F5) | =G5
B |  | Waste | =XGETVALUE("Waste 7.5%",3) | % | =SUBTOTAL(G4:G5) | 1 | =PRODUCT(C6*E6,F6) | =G6
B | Plumber | Plumber | 0.55 | hour | =XGETRATE("LAB1",$A7,2) | 1 | =PRODUCT(C7*E7,F7) | =G7
B |  | Margin | =XGETVALUE("Builders margin",3) | % | =SUBTOTAL(G1:G7) | 1 | =PRODUCT(C8*E8,F8) | =G8
I | T26.26.249 | 0.55mm x 750mm girth | T26.26_Roof_Flashing | m
B | FS1200055EN-- | F/Sheet 1200x.55 Endu | 0.75 | sh | =XGETRATE("ROF",$A1,2) | 0.83333 | =PRODUCT(C1*E1,F1) | =G1
B |  | Discount | =XGETVALUE("Discount 5%",3) | % | =SUBTOTAL(G1:G1) | 1 | =PRODUCT(C2*E2,F2) | =G2
B |  | Waste | =XGETVALUE("Waste 15%",3) | % | =SUBTOTAL(G1:G2) | 1 | =PRODUCT(C3*E3,F3) | =G3
B | PM_41FAS_502 | RIVET 5052 ALU/STEEL FLNG HD 4-4 PK15 | 6 | pa | =XGETRATE("SUP1",$A4,2) | 0.066667 | =PRODUCT(C4*E4,F4) | =G4
B |  | Discount | =XGETVALUE("Discount 15%",3) | % | =SUBTOTAL(G4:G4) | 1 | =PRODUCT(C5*E5,F5) | =G5
B |  | Waste | =XGETVALUE("Waste 7.5%",3) | % | =SUBTOTAL(G4:G5) | 1 | =PRODUCT(C6*E6,F6) | =G6
B | Plumber | Plumber | 0.6 | hour | =XGETRATE("LAB1",$A7,2) | 1 | =PRODUCT(C7*E7,F7) | =G7
B |  | Margin | =XGETVALUE("Builders margin",3) | % | =SUBTOTAL(G1:G7) | 1 | =PRODUCT(C8*E8,F8) | =G8
I | T26.26.253 | <b>Lead,</b> straight flashing | T26.26_Roof_Flashing
I | T26.26.257 | 1.8mm x 150mm girth | T26.26_Roof_Flashing | m
B | L20X150 | 20Kg/m2 Plain Sheet Lead 150mm Roll | 1 | m | =XGETRATE("PLU",$A1,2) | 1 | =PRODUCT(C1*E1,F1) | =G1
B |  | Discount | =XGETVALUE("Discount 5%",3) | % | =SUBTOTAL(G1:G1) | 1 | =PRODUCT(C2*E2,F2) | =G2
B |  | Waste and forming flashings | =XGETVALUE("Waste 12.5%",3) | % | =SUBTOTAL(G1:G2) | 1 | =PRODUCT(C3*E3,F3) | =G3
B | PM_41FAS_502 | RIVET 5052 ALU/STEEL FLNG HD 4-4 PK15 | 6 | pa | =XGETRATE("SUP1",$A4,2) | 0.066667 | =PRODUCT(C4*E4,F4) | =G4
B |  | Discount | =XGETVALUE("Discount 15%",3) | % | =SUBTOTAL(G4:G4) | 1 | =PRODUCT(C5*E5,F5) | =G5
B |  | Waste | =XGETVALUE("Waste 7.5%",3) | % | =SUBTOTAL(G4:G5) | 1 | =PRODUCT(C6*E6,F6) | =G6
B | Plumber | Plumber | 0.3 | hour | =XGETRATE("LAB1",$A7,2) | 1 | =PRODUCT(C7*E7,F7) | =G7
B |  | Margin | =XGETVALUE("Builders margin",3) | % | =SUBTOTAL(G1:G7) | 1 | =PRODUCT(C8*E8,F8) | =G8
I | T26.26.261 | 1.8mm x 300mm girth | T26.26_Roof_Flashing | m
B | L20X300 | 20Kg/m2 Plain Sheet Lead 300mm Roll | 1 | m | =XGETRATE("PLU",$A1,2) | 1 | =PRODUCT(C1*E1,F1) | =G1
B |  | Discount | =XGETVALUE("Discount 5%",3) | % | =SUBTOTAL(G1:G1) | 1 | =PRODUCT(C2*E2,F2) | =G2
B |  | Waste and forming flashings | =XGETVALUE("Waste 12.5%",3) | % | =SUBTOTAL(G1:G2) | 1 | =PRODUCT(C3*E3,F3) | =G3
B | PM_41FAS_502 | RIVET 5052 ALU/STEEL FLNG HD 4-4 PK15 | 6 | pa | =XGETRATE("SUP1",$A4,2) | 0.066667 | =PRODUCT(C4*E4,F4) | =G4
B |  | Discount | =XGETVALUE("Discount 15%",3) | % | =SUBTOTAL(G4:G4) | 1 | =PRODUCT(C5*E5,F5) | =G5
B |  | Waste | =XGETVALUE("Waste 7.5%",3) | % | =SUBTOTAL(G4:G5) | 1 | =PRODUCT(C6*E6,F6) | =G6
B | Plumber | Plumber | 0.35 | hour | =XGETRATE("LAB1",$A7,2) | 1 | =PRODUCT(C7*E7,F7) | =G7
B |  | Margin | =XGETVALUE("Builders margin",3) | % | =SUBTOTAL(G1:G7) | 1 | =PRODUCT(C8*E8,F8) | =G8
I | T26.26.265 | 1.8mm x 450mm girth | T26.26_Roof_Flashing | m
B | L20X450 | 20Kg/m2 Plain Sheet Lead 450mm Roll | 1 | m | =XGETRATE("PLU",$A1,2) | 1 | =PRODUCT(C1*E1,F1) | =G1
B |  | Discount | =XGETVALUE("Discount 5%",3) | % | =SUBTOTAL(G1:G1) | 1 | =PRODUCT(C2*E2,F2) | =G2
B |  | Waste and forming flashings | =XGETVALUE("Waste 12.5%",3) | % | =SUBTOTAL(G1:G2) | 1 | =PRODUCT(C3*E3,F3) | =G3
B | PM_41FAS_502 | RIVET 5052 ALU/STEEL FLNG HD 4-4 PK15 | 6 | pa | =XGETRATE("SUP1",$A4,2) | 0.066667 | =PRODUCT(C4*E4,F4) | =G4
B |  | Discount | =XGETVALUE("Discount 15%",3) | % | =SUBTOTAL(G4:G4) | 1 | =PRODUCT(C5*E5,F5) | =G5
B |  | Waste | =XGETVALUE("Waste 7.5%",3) | % | =SUBTOTAL(G4:G5) | 1 | =PRODUCT(C6*E6,F6) | =G6
B | Plumber | Plumber | 0.38 | hour | =XGETRATE("LAB1",$A7,2) | 1 | =PRODUCT(C7*E7,F7) | =G7
B |  | Margin | =XGETVALUE("Builders margin",3) | % | =SUBTOTAL(G1:G7) | 1 | =PRODUCT(C8*E8,F8) | =G8
I | T26.26.269 | 1.8mm x 750mm girth | T26.26_Roof_Flashing | m
B | L20X750 | 20Kg/m2 Plain Sheet Lead 750mm Roll | 1 | m | =XGETRATE("PLU",$A1,2) | 1 | =PRODUCT(C1*E1,F1) | =G1
B |  | Discount | =XGETVALUE("Discount 5%",3) | % | =SUBTOTAL(G1:G1) | 1 | =PRODUCT(C2*E2,F2) | =G2
B |  | Waste and forming flashings | =XGETVALUE("Waste 12.5%",3) | % | =SUBTOTAL(G1:G2) | 1 | =PRODUCT(C3*E3,F3) | =G3
B | PM_41FAS_502 | RIVET 5052 ALU/STEEL FLNG HD 4-4 PK15 | 6 | pa | =XGETRATE("SUP1",$A4,2) | 0.066667 | =PRODUCT(C4*E4,F4) | =G4
B |  | Discount | =XGETVALUE("Discount 15%",3) | % | =SUBTOTAL(G4:G4) | 1 | =PRODUCT(C5*E5,F5) | =G5
B |  | Waste | =XGETVALUE("Waste 7.5%",3) | % | =SUBTOTAL(G4:G5) | 1 | =PRODUCT(C6*E6,F6) | =G6
B | Plumber | Plumber | 0.5 | hour | =XGETRATE("LAB1",$A7,2) | 1 | =PRODUCT(C7*E7,F7) | =G7
B |  | Margin | =XGETVALUE("Builders margin",3) | % | =SUBTOTAL(G1:G7) | 1 | =PRODUCT(C8*E8,F8) | =G8
I | T26.26.273 | <b>Lead,</b> stepped flashing | T26.26_Roof_Flashing
I | T26.26.277 | 1.7mm x 250mm girth | T26.26_Roof_Flashing | m
B | L20X150 | 20Kg/m2 Plain Sheet Lead 150mm Roll | 1 | m | =XGETRATE("PLU",$A1,2) | 1 | =PRODUCT(C1*E1,F1) | =G1
B |  | Discount | =XGETVALUE("Discount 5%",3) | % | =SUBTOTAL(G1:G1) | 1 | =PRODUCT(C2*E2,F2) | =G2
B |  | Waste and forming flashings | =XGETVALUE("Waste 15%",3) | % | =SUBTOTAL(G1:G2) | 1 | =PRODUCT(C3*E3,F3) | =G3
B | PM_41FAS_502 | RIVET 5052 ALU/STEEL FLNG HD 4-4 PK15 | 6 | pa | =XGETRATE("SUP1",$A4,2) | 0.066667 | =PRODUCT(C4*E4,F4) | =G4
B |  | Discount | =XGETVALUE("Discount 15%",3) | % | =SUBTOTAL(G4:G4) | 1 | =PRODUCT(C5*E5,F5) | =G5
B |  | Waste | =XGETVALUE("Waste 7.5%",3) | % | =SUBTOTAL(G4:G5) | 1 | =PRODUCT(C6*E6,F6) | =G6
B | Plumber | Plumber | 0.45 | hour | =XGETRATE("LAB1",$A7,2) | 1 | =PRODUCT(C7*E7,F7) | =G7
B |  | Margin | =XGETVALUE("Builders margin",3) | % | =SUBTOTAL(G1:G7) | 1 | =PRODUCT(C8*E8,F8) | =G8
I | T26.26.281 | 1.7mm x 300mm girth | T26.26_Roof_Flashing | m
B | L20X300 | 20Kg/m2 Plain Sheet Lead 300mm Roll | 1 | m | =XGETRATE("PLU",$A1,2) | 1 | =PRODUCT(C1*E1,F1) | =G1
B |  | Discount | =XGETVALUE("Discount 5%",3) | % | =SUBTOTAL(G1:G1) | 1 | =PRODUCT(C2*E2,F2) | =G2
B |  | Waste and forming flashings | =XGETVALUE("Waste 15%",3) | % | =SUBTOTAL(G1:G2) | 1 | =PRODUCT(C3*E3,F3) | =G3
B | PM_41FAS_502 | RIVET 5052 ALU/STEEL FLNG HD 4-4 PK15 | 6 | pa | =XGETRATE("SUP1",$A4,2) | 0.066667 | =PRODUCT(C4*E4,F4) | =G4
B |  | Discount | =XGETVALUE("Discount 15%",3) | % | =SUBTOTAL(G4:G4) | 1 | =PRODUCT(C5*E5,F5) | =G5
B |  | Waste | =XGETVALUE("Waste 7.5%",3) | % | =SUBTOTAL(G4:G5) | 1 | =PRODUCT(C6*E6,F6) | =G6
B | Plumber | Plumber | 0.5 | hour | =XGETRATE("LAB1",$A7,2) | 1 | =PRODUCT(C7*E7,F7) | =G7
B |  | Margin | =XGETVALUE("Builders margin",3) | % | =SUBTOTAL(G1:G7) | 1 | =PRODUCT(C8*E8,F8) | =G8
I | T26.26.285 | 1.7mm x 450mm girth | T26.26_Roof_Flashing | m
B | L20X450 | 20Kg/m2 Plain Sheet Lead 450mm Roll | 1 | m | =XGETRATE("PLU",$A1,2) | 1 | =PRODUCT(C1*E1,F1) | =G1
B |  | Discount | =XGETVALUE("Discount 5%",3) | % | =SUBTOTAL(G1:G1) | 1 | =PRODUCT(C2*E2,F2) | =G2
B |  | Waste and forming flashings | =XGETVALUE("Waste 15%",3) | % | =SUBTOTAL(G1:G2) | 1 | =PRODUCT(C3*E3,F3) | =G3
B | PM_41FAS_502 | RIVET 5052 ALU/STEEL FLNG HD 4-4 PK15 | 6 | pa | =XGETRATE("SUP1",$A4,2) | 0.066667 | =PRODUCT(C4*E4,F4) | =G4
B |  | Discount | =XGETVALUE("Discount 15%",3) | % | =SUBTOTAL(G4:G4) | 1 | =PRODUCT(C5*E5,F5) | =G5
B |  | Waste | =XGETVALUE("Waste 7.5%",3) | % | =SUBTOTAL(G4:G5) | 1 | =PRODUCT(C6*E6,F6) | =G6
B | Plumber | Plumber | 0.55 | hour | =XGETRATE("LAB1",$A7,2) | 1 | =PRODUCT(C7*E7,F7) | =G7
B |  | Margin | =XGETVALUE("Builders margin",3) | % | =SUBTOTAL(G1:G7) | 1 | =PRODUCT(C8*E8,F8) | =G8
I | T26.26.289 | 1.7mm x 750mm girth | T26.26_Roof_Flashing | m
B | L20X750 | 20Kg/m2 Plain Sheet Lead 750mm Roll | 1 | m | =XGETRATE("PLU",$A1,2) | 1 | =PRODUCT(C1*E1,F1) | =G1
B |  | Discount | =XGETVALUE("Discount 5%",3) | % | =SUBTOTAL(G1:G1) | 1 | =PRODUCT(C2*E2,F2) | =G2
B |  | Waste and forming flashings | =XGETVALUE("Waste 15%",3) | % | =SUBTOTAL(G1:G2) | 1 | =PRODUCT(C3*E3,F3) | =G3
B | PM_41FAS_502 | RIVET 5052 ALU/STEEL FLNG HD 4-4 PK15 | 6 | pa | =XGETRATE("SUP1",$A4,2) | 0.066667 | =PRODUCT(C4*E4,F4) | =G4
B |  | Discount | =XGETVALUE("Discount 15%",3) | % | =SUBTOTAL(G4:G4) | 1 | =PRODUCT(C5*E5,F5) | =G5
B |  | Waste | =XGETVALUE("Waste 7.5%",3) | % | =SUBTOTAL(G4:G5) | 1 | =PRODUCT(C6*E6,F6) | =G6
B | Plumber | Plumber | 0.6 | hour | =XGETRATE("LAB1",$A7,2) | 1 | =PRODUCT(C7*E7,F7) | =G7
B |  | Margin | =XGETVALUE("Builders margin",3) | % | =SUBTOTAL(G1:G7) | 1 | =PRODUCT(C8*E8,F8) | =G8
I | T26.26.293 | <b>Dektite proprietary roof flashing,</b> to suit penetration: | T26.26_Roof_Flashing
I | T26.26.297 | 5mm to 55mm diameter | T26.26_Roof_Flashing | No
B | PM_31ROF_079 | DEKTITE NEO ROOF FLASH BLACK DB5-55 | 1 | ea | =XGETRATE("SUP1",$A1,2) | 1 | =PRODUCT(C1*E1,F1) | =G1
B |  | Discount | =XGETVALUE("Discount 10%",3) | % | =SUBTOTAL(G1:G1) | 1 | =PRODUCT(C2*E2,F2) | =G2
B |  | Waste | =XGETVALUE("Waste 5%",3) | % | =SUBTOTAL(G1:G2) | 1 | =PRODUCT(C3*E3,F3) | =G3
B | PM_40ADH_088 | SELLEYS ROOF & GUTTER SEALANT CLEAR 310G | 0.548 | cq | =XGETRATE("SUP1",$A4,2) | 0.08071 | =PRODUCT(C4*E4,F4) | =G4
B |  | Discount | =XGETVALUE("Discount 10%",3) | % | =SUBTOTAL(G4:G4) | 1 | =PRODUCT(C5*E5,F5) | =G5
B |  | Waste | =XGETVALUE("Waste 5%",3) | % | =SUBTOTAL(G4:G5) | 1 | =PRODUCT(C6*E6,F6) | =G6
B | PM_41FAS_415 | SCREW WOOD T17 HEX NEO CL4 12G 35MM 50PK | 12 | pa | =XGETRATE("SUP1",$A7,2) | 0.02 | =PRODUCT(C7*E7,F7) | =G7
B |  | Discount | =XGETVALUE("Discount 10%",3) | % | =SUBTOTAL(G7:G7) | 1 | =PRODUCT(C8*E8,F8) | =G8
B |  | Waste | =XGETVALUE("Waste 5%",3) | % | =SUBTOTAL(G7:G8) | 1 | =PRODUCT(C9*E9,F9) | =G9
B | Roofer | Roofer all types | 0.5 | hrs | =XGETRATE("LAB1",$A10,2) | 1 | =PRODUCT(C10*E10,F10) | =G10
B |  | Margin | =XGETVALUE("Builders margin",3) | % | =SUBTOTAL(G1:G10) | 1 | =PRODUCT(C11*E11,F11) | =G11
B |  | Sealant - say 1/6th tube per small flashing
I | T26.26.301 | 5mm to 120mm diameter | T26.26_Roof_Flashing | No
B | PM_31ROF_088 | DEKTITE NEO ROOF FLASH BLACK DB5-120 | 1 | ea | =XGETRATE("SUP1",$A1,2) | 1 | =PRODUCT(C1*E1,F1) | =G1
B |  | Discount | =XGETVALUE("Discount 10%",3) | % | =SUBTOTAL(G1:G1) | 1 | =PRODUCT(C2*E2,F2) | =G2
B |  | Waste | =XGETVALUE("Waste 5%",3) | % | =SUBTOTAL(G1:G2) | 1 | =PRODUCT(C3*E3,F3) | =G3
B | PM_40ADH_088 | SELLEYS ROOF & GUTTER SEALANT CLEAR 310G | 0.872 | cq | =XGETRATE("SUP1",$A4,2) | 0.08071 | =PRODUCT(C4*E4,F4) | =G4
B |  | Discount | =XGETVALUE("Discount 10%",3) | % | =SUBTOTAL(G4:G4) | 1 | =PRODUCT(C5*E5,F5) | =G5
B |  | Waste | =XGETVALUE("Waste 5%",3) | % | =SUBTOTAL(G4:G5) | 1 | =PRODUCT(C6*E6,F6) | =G6
B | PM_41FAS_415 | SCREW WOOD T17 HEX NEO CL4 12G 35MM 50PK | 20 | pa | =XGETRATE("SUP1",$A7,2) | 0.02 | =PRODUCT(C7*E7,F7) | =G7
B |  | Discount | =XGETVALUE("Discount 10%",3) | % | =SUBTOTAL(G7:G7) | 1 | =PRODUCT(C8*E8,F8) | =G8
B |  | Waste | =XGETVALUE("Waste 5%",3) | % | =SUBTOTAL(G7:G8) | 1 | =PRODUCT(C9*E9,F9) | =G9
B | Roofer | Roofer all types | 0.5 | hrs | =XGETRATE("LAB1",$A10,2) | 1 | =PRODUCT(C10*E10,F10) | =G10
B |  | Margin | =XGETVALUE("Builders margin",3) | % | =SUBTOTAL(G1:G10) | 1 | =PRODUCT(C11*E11,F11) | =G11
I | T26.26.305 | 50mm to 70mm diameter | T26.26_Roof_Flashing | No
B | PM_31ROF_085 | DEKTITE NEO ROOF FLASH BLACK DB50-70 | 1 | ea | =XGETRATE("SUP1",$A1,2) | 1 | =PRODUCT(C1*E1,F1) | =G1
B |  | Discount | =XGETVALUE("Discount 10%",3) | % | =SUBTOTAL(G1:G1) | 1 | =PRODUCT(C2*E2,F2) | =G2
B |  | Waste | =XGETVALUE("Waste 5%",3) | % | =SUBTOTAL(G1:G2) | 1 | =PRODUCT(C3*E3,F3) | =G3
B | PM_40ADH_088 | SELLEYS ROOF & GUTTER SEALANT CLEAR 310G | 0.712 | cq | =XGETRATE("SUP1",$A4,2) | 0.08071 | =PRODUCT(C4*E4,F4) | =G4
B |  | Discount | =XGETVALUE("Discount 10%",3) | % | =SUBTOTAL(G4:G4) | 1 | =PRODUCT(C5*E5,F5) | =G5
B |  | Waste | =XGETVALUE("Waste 5%",3) | % | =SUBTOTAL(G4:G5) | 1 | =PRODUCT(C6*E6,F6) | =G6
B | PM_41FAS_415 | SCREW WOOD T17 HEX NEO CL4 12G 35MM 50PK | 12 | pa | =XGETRATE("SUP1",$A7,2) | 0.02 | =PRODUCT(C7*E7,F7) | =G7
B |  | Discount | =XGETVALUE("Discount 10%",3) | % | =SUBTOTAL(G7:G7) | 1 | =PRODUCT(C8*E8,F8) | =G8
B |  | Waste | =XGETVALUE("Waste 5%",3) | % | =SUBTOTAL(G7:G8) | 1 | =PRODUCT(C9*E9,F9) | =G9
B | Roofer | Roofer all types | 0.5 | hrs | =XGETRATE("LAB1",$A10,2) | 1 | =PRODUCT(C10*E10,F10) | =G10
B |  | Margin | =XGETVALUE("Builders margin",3) | % | =SUBTOTAL(G1:G10) | 1 | =PRODUCT(C11*E11,F11) | =G11
I | T26.26.309 | 110mm to 170mm diameter | T26.26_Roof_Flashing | No
B | PM_31ROF_091 | DEKTITE NEO ROOF FLASH BLACK DB110-170 | 1 | ea | =XGETRATE("SUP1",$A1,2) | 1 | =PRODUCT(C1*E1,F1) | =G1
B |  | Discount | =XGETVALUE("Discount 10%",3) | % | =SUBTOTAL(G1:G1) | 1 | =PRODUCT(C2*E2,F2) | =G2
B |  | Waste | =XGETVALUE("Waste 5%",3) | % | =SUBTOTAL(G1:G2) | 1 | =PRODUCT(C3*E3,F3) | =G3
B | PM_40ADH_088 | SELLEYS ROOF & GUTTER SEALANT CLEAR 310G | 1.136 | cq | =XGETRATE("SUP1",$A4,2) | 0.08071 | =PRODUCT(C4*E4,F4) | =G4
B |  | Discount | =XGETVALUE("Discount 10%",3) | % | =SUBTOTAL(G4:G4) | 1 | =PRODUCT(C5*E5,F5) | =G5
B |  | Waste | =XGETVALUE("Waste 5%",3) | % | =SUBTOTAL(G4:G5) | 1 | =PRODUCT(C6*E6,F6) | =G6
B | PM_41FAS_415 | SCREW WOOD T17 HEX NEO CL4 12G 35MM 50PK | 24 | pa | =XGETRATE("SUP1",$A7,2) | 0.02 | =PRODUCT(C7*E7,F7) | =G7
B |  | Discount | =XGETVALUE("Discount 10%",3) | % | =SUBTOTAL(G7:G7) | 1 | =PRODUCT(C8*E8,F8) | =G8
B |  | Waste | =XGETVALUE("Waste 5%",3) | % | =SUBTOTAL(G7:G8) | 1 | =PRODUCT(C9*E9,F9) | =G9
B | Roofer | Roofer all types | 0.75 | hrs | =XGETRATE("LAB1",$A10,2) | 1 | =PRODUCT(C10*E10,F10) | =G10
B |  | Margin | =XGETVALUE("Builders margin",3) | % | =SUBTOTAL(G1:G10) | 1 | =PRODUCT(C11*E11,F11) | =G11
I | T26.26.313 | 160mm to 220mm diameter | T26.26_Roof_Flashing | No
B | PM_31ROF_094 | DEKTITE NEO ROOF FLASH BLACK DB160-220 | 1 | ea | =XGETRATE("SUP1",$A1,2) | 1 | =PRODUCT(C1*E1,F1) | =G1
B |  | Discount | =XGETVALUE("Discount 10%",3) | % | =SUBTOTAL(G1:G1) | 1 | =PRODUCT(C2*E2,F2) | =G2
B |  | Waste | =XGETVALUE("Waste 5%",3) | % | =SUBTOTAL(G1:G2) | 1 | =PRODUCT(C3*E3,F3) | =G3
B | PM_40ADH_088 | SELLEYS ROOF & GUTTER SEALANT CLEAR 310G | 1.46 | cq | =XGETRATE("SUP1",$A4,2) | 0.08071 | =PRODUCT(C4*E4,F4) | =G4
B |  | Discount | =XGETVALUE("Discount 10%",3) | % | =SUBTOTAL(G4:G4) | 1 | =PRODUCT(C5*E5,F5) | =G5
B |  | Waste | =XGETVALUE("Waste 5%",3) | % | =SUBTOTAL(G4:G5) | 1 | =PRODUCT(C6*E6,F6) | =G6
B | PM_41FAS_415 | SCREW WOOD T17 HEX NEO CL4 12G 35MM 50PK | 28 | pa | =XGETRATE("SUP1",$A7,2) | 0.02 | =PRODUCT(C7*E7,F7) | =G7
B |  | Discount | =XGETVALUE("Discount 10%",3) | % | =SUBTOTAL(G7:G7) | 1 | =PRODUCT(C8*E8,F8) | =G8
B |  | Waste | =XGETVALUE("Waste 5%",3) | % | =SUBTOTAL(G7:G8) | 1 | =PRODUCT(C9*E9,F9) | =G9
B | Roofer | Roofer all types | 1 | hrs | =XGETRATE("LAB1",$A10,2) | 1 | =PRODUCT(C10*E10,F10) | =G10
B |  | Margin | =XGETVALUE("Builders margin",3) | % | =SUBTOTAL(G1:G10) | 1 | =PRODUCT(C11*E11,F11) | =G11
I | T26.26.317 | 160mm to 300mm diameter | T26.26_Roof_Flashing | No
B | PM_31ROF_097 | DEKTITE NEO ROOF FLASH BLACK DB160-300 | 1 | ea | =XGETRATE("SUP1",$A1,2) | 1 | =PRODUCT(C1*E1,F1) | =G1
B |  | Discount | =XGETVALUE("Discount 10%",3) | % | =SUBTOTAL(G1:G1) | 1 | =PRODUCT(C2*E2,F2) | =G2
B |  | Waste | =XGETVALUE("Waste 5%",3) | % | =SUBTOTAL(G1:G2) | 1 | =PRODUCT(C3*E3,F3) | =G3
B | PM_40ADH_088 | SELLEYS ROOF & GUTTER SEALANT CLEAR 310G | 1.812 | cq | =XGETRATE("SUP1",$A4,2) | 0.08071 | =PRODUCT(C4*E4,F4) | =G4
B |  | Discount | =XGETVALUE("Discount 10%",3) | % | =SUBTOTAL(G4:G4) | 1 | =PRODUCT(C5*E5,F5) | =G5
B |  | Waste | =XGETVALUE("Waste 5%",3) | % | =SUBTOTAL(G4:G5) | 1 | =PRODUCT(C6*E6,F6) | =G6
B | PM_41FAS_415 | SCREW WOOD T17 HEX NEO CL4 12G 35MM 50PK | 32 | pa | =XGETRATE("SUP1",$A7,2) | 0.02 | =PRODUCT(C7*E7,F7) | =G7
B |  | Discount | =XGETVALUE("Discount 10%",3) | % | =SUBTOTAL(G7:G7) | 1 | =PRODUCT(C8*E8,F8) | =G8
B |  | Waste | =XGETVALUE("Waste 5%",3) | % | =SUBTOTAL(G7:G8) | 1 | =PRODUCT(C9*E9,F9) | =G9
B | Roofer | Roofer all types | 1.25 | hrs | =XGETRATE("LAB1",$A10,2) | 1 | =PRODUCT(C10*E10,F10) | =G10
B |  | Margin | =XGETVALUE("Builders margin",3) | % | =SUBTOTAL(G1:G10) | 1 | =PRODUCT(C11*E11,F11) | =G11
I | T26.26.321 | 290mm to 440mm diameter | T26.26_Roof_Flashing | No
B | PM_31ROF_100 | DEKTITE NEO ROOF FLASH BLACK DB290-440 | 1 | ea | =XGETRATE("SUP1",$A1,2) | 1 | =PRODUCT(C1*E1,F1) | =G1
B |  | Discount | =XGETVALUE("Discount 10%",3) | % | =SUBTOTAL(G1:G1) | 1 | =PRODUCT(C2*E2,F2) | =G2
B |  | Waste | =XGETVALUE("Waste 5%",3) | % | =SUBTOTAL(G1:G2) | 1 | =PRODUCT(C3*E3,F3) | =G3
B | PM_40ADH_088 | SELLEYS ROOF & GUTTER SEALANT CLEAR 310G | 2.324 | cq | =XGETRATE("SUP1",$A4,2) | 0.08071 | =PRODUCT(C4*E4,F4) | =G4
B |  | Discount | =XGETVALUE("Discount 10%",3) | % | =SUBTOTAL(G4:G4) | 1 | =PRODUCT(C5*E5,F5) | =G5
B |  | Waste | =XGETVALUE("Waste 5%",3) | % | =SUBTOTAL(G4:G5) | 1 | =PRODUCT(C6*E6,F6) | =G6
B | PM_41FAS_415 | SCREW WOOD T17 HEX NEO CL4 12G 35MM 50PK | 36 | pa | =XGETRATE("SUP1",$A7,2) | 0.02 | =PRODUCT(C7*E7,F7) | =G7
B |  | Discount | =XGETVALUE("Discount 10%",3) | % | =SUBTOTAL(G7:G7) | 1 | =PRODUCT(C8*E8,F8) | =G8
B |  | Waste | =XGETVALUE("Waste 5%",3) | % | =SUBTOTAL(G7:G8) | 1 | =PRODUCT(C9*E9,F9) | =G9
B | Roofer | Roofer all types | 1.25 | hrs | =XGETRATE("LAB1",$A10,2) | 1 | =PRODUCT(C10*E10,F10) | =G10
B |  | Margin | =XGETVALUE("Builders margin",3) | % | =SUBTOTAL(G1:G10) | 1 | =PRODUCT(C11*E11,F11) | =G11
I | T26.27.001 | Roof and Deck Drains | T26.27_Roof_Drains
I | T26.27.005 | <b>Sureflow Roof Drain,</b> with clamp ring and dome grate | T26.27_Roof_Drains
I | T26.27.009 | 80mm diameter | T26.27_Roof_Drains | No
B | ALLSF80 | #Allproof Sure Flow Roof Drain 80mm | 1 | ea | =XGETRATE("PLU",$A1,2) | 1 | =PRODUCT(C1*E1,F1) | =G1
B |  | Discount | =XGETVALUE("Discount 5%",3) | % | =SUBTOTAL(G1:G1) | 1 | =PRODUCT(C2*E2,F2) | =G2
B |  | Waste | =XGETVALUE("Waste 5%",3) | % | =SUBTOTAL(G1:G2) | 1 | =PRODUCT(C3*E3,F3) | =G3
B | Roofer | Roofer all types | 1 | hrs | =XGETRATE("LAB1",$A4,2) | 1 | =PRODUCT(C4*E4,F4) | =G4
B |  | Margin | =XGETVALUE("Builders margin",3) | % | =SUBTOTAL(G1:G4) | 1 | =PRODUCT(C5*E5,F5) | =G5
I | T26.27.013 | 100mm diameter | T26.27_Roof_Drains | No
B | ALLSF100 | #Allproof Sure Flow Roof Drain 100mm | 1 | ea | =XGETRATE("PLU",$A1,2) | 1 | =PRODUCT(C1*E1,F1) | =G1
B |  | Discount | =XGETVALUE("Discount 5%",3) | % | =SUBTOTAL(G1:G1) | 1 | =PRODUCT(C2*E2,F2) | =G2
B |  | Waste | =XGETVALUE("Waste 5%",3) | % | =SUBTOTAL(G1:G2) | 1 | =PRODUCT(C3*E3,F3) | =G3
B | Roofer | Roofer all types | 1 | hrs | =XGETRATE("LAB1",$A4,2) | 1 | =PRODUCT(C4*E4,F4) | =G4
B |  | Margin | =XGETVALUE("Builders margin",3) | % | =SUBTOTAL(G1:G4) | 1 | =PRODUCT(C5*E5,F5) | =G5
I | T26.27.017 | 150mm diameter | T26.27_Roof_Drains | No
B | ALLSF150 | #Allproof Sure Flow Roof Drain 150mm | 1 | ea | =XGETRATE("PLU",$A1,2) | 1 | =PRODUCT(C1*E1,F1) | =G1
B |  | Discount | =XGETVALUE("Discount 5%",3) | % | =SUBTOTAL(G1:G1) | 1 | =PRODUCT(C2*E2,F2) | =G2
B |  | Waste | =XGETVALUE("Waste 5%",3) | % | =SUBTOTAL(G1:G2) | 1 | =PRODUCT(C3*E3,F3) | =G3
B | Roofer | Roofer all types | 1 | hrs | =XGETRATE("LAB1",$A4,2) | 1 | =PRODUCT(C4*E4,F4) | =G4
B |  | Margin | =XGETVALUE("Builders margin",3) | % | =SUBTOTAL(G1:G4) | 1 | =PRODUCT(C5*E5,F5) | =G5
I | T26.27.021 | <b>Scupper Angled Roof or Deck Outlet,</b> synthetic rubber, installed through parapet wall or deck balustrade | T26.27_Roof_Drains
I | T26.27.025 | 50mm x 40mm high, 300mm long shaft | T26.27_Roof_Drains | No
B | ALLSC50 | #Italprofili Scupper Drain 50x40mm | 1 | ea | =XGETRATE("PLU",$A1,2) | 1 | =PRODUCT(C1*E1,F1) | =G1
B |  | Discount | =XGETVALUE("Discount 5%",3) | % | =SUBTOTAL(G1:G1) | 1 | =PRODUCT(C2*E2,F2) | =G2
B |  | Waste | =XGETVALUE("Waste 5%",3) | % | =SUBTOTAL(G1:G2) | 1 | =PRODUCT(C3*E3,F3) | =G3
B | PM_40ADH_088 | SELLEYS ROOF & GUTTER SEALANT CLEAR 310G | 2 | cq | =XGETRATE("SUP1",$A4,2) | 0.08071 | =PRODUCT(C4*E4,F4) | =G4
B |  | Discount | =XGETVALUE("Discount 10%",3) | % | =SUBTOTAL(G4:G4) | 1 | =PRODUCT(C5*E5,F5) | =G5
B |  | Waste | =XGETVALUE("Waste 5%",3) | % | =SUBTOTAL(G4:G5) | 1 | =PRODUCT(C6*E6,F6) | =G6
B | Roofer | Roofer all types | 1 | hrs | =XGETRATE("LAB1",$A7,2) | 1 | =PRODUCT(C7*E7,F7) | =G7
B |  | Margin | =XGETVALUE("Builders margin",3) | % | =SUBTOTAL(G1:G7) | 1 | =PRODUCT(C8*E8,F8) | =G8
I | T26.27.029 | 97mm x 65mm high, 425mm long shaft | T26.27_Roof_Drains | No
B | ALLSC65 | #Italprofili Scupper Drain 65x100mm | 1 | ea | =XGETRATE("PLU",$A1,2) | 1 | =PRODUCT(C1*E1,F1) | =G1
B |  | Discount | =XGETVALUE("Discount 5%",3) | % | =SUBTOTAL(G1:G1) | 1 | =PRODUCT(C2*E2,F2) | =G2
B |  | Waste | =XGETVALUE("Waste 5%",3) | % | =SUBTOTAL(G1:G2) | 1 | =PRODUCT(C3*E3,F3) | =G3
B | PM_40ADH_088 | SELLEYS ROOF & GUTTER SEALANT CLEAR 310G | 2 | cq | =XGETRATE("SUP1",$A4,2) | 0.08071 | =PRODUCT(C4*E4,F4) | =G4
B |  | Discount | =XGETVALUE("Discount 10%",3) | % | =SUBTOTAL(G4:G4) | 1 | =PRODUCT(C5*E5,F5) | =G5
B |  | Waste | =XGETVALUE("Waste 5%",3) | % | =SUBTOTAL(G4:G5) | 1 | =PRODUCT(C6*E6,F6) | =G6
B | Roofer | Roofer all types | 1 | hrs | =XGETRATE("LAB1",$A7,2) | 1 | =PRODUCT(C7*E7,F7) | =G7
B |  | Margin | =XGETVALUE("Builders margin",3) | % | =SUBTOTAL(G1:G7) | 1 | =PRODUCT(C8*E8,F8) | =G8
I | T26.27.033 | 100mm x 100mm high, 425mm long shaft | T26.27_Roof_Drains | No
B | ALLSC100 | #Italprofili Scupper Drain 100x100mm | 1 | ea | =XGETRATE("PLU",$A1,2) | 1 | =PRODUCT(C1*E1,F1) | =G1
B |  | Discount | =XGETVALUE("Discount 5%",3) | % | =SUBTOTAL(G1:G1) | 1 | =PRODUCT(C2*E2,F2) | =G2
B |  | Waste | =XGETVALUE("Waste 5%",3) | % | =SUBTOTAL(G1:G2) | 1 | =PRODUCT(C3*E3,F3) | =G3
B | PM_40ADH_088 | SELLEYS ROOF & GUTTER SEALANT CLEAR 310G | 2 | cq | =XGETRATE("SUP1",$A4,2) | 0.08071 | =PRODUCT(C4*E4,F4) | =G4
B |  | Discount | =XGETVALUE("Discount 10%",3) | % | =SUBTOTAL(G4:G4) | 1 | =PRODUCT(C5*E5,F5) | =G5
B |  | Waste | =XGETVALUE("Waste 5%",3) | % | =SUBTOTAL(G4:G5) | 1 | =PRODUCT(C6*E6,F6) | =G6
B | Roofer | Roofer all types | 1 | hrs | =XGETRATE("LAB1",$A7,2) | 1 | =PRODUCT(C7*E7,F7) | =G7
B |  | Margin | =XGETVALUE("Builders margin",3) | % | =SUBTOTAL(G1:G7) | 1 | =PRODUCT(C8*E8,F8) | =G8
I | T26.28.001 | Ventilators | T26.28_Roof_Ventilators
I | T26.28.005 | <b>Rotary Turbine Ventilator,</b> complete with integral flashings, fixed to metal roof | T26.28_Roof_Ventilators
I | T26.28.009 | Roofvent 500, 500mm throat size | T26.28_Roof_Ventilators | No
B | RV500 | Roofvent 500mm T&B | 1 | EA | =XGETRATE("ROF",$A1,2) | 1 | =PRODUCT(C1*E1,F1) | =G1
B |  | Discount | =XGETVALUE("Discount 10%",3) | % | =SUBTOTAL(G1:G1) | 1 | =PRODUCT(C2*E2,F2) | =G2
B |  | Waste | =XGETVALUE("Waste 5%",3) | % | =SUBTOTAL(G1:G2) | 1 | =PRODUCT(C3*E3,F3) | =G3
B | Roofer | Roofer all types | 2 | hrs | =XGETRATE("LAB1",$A4,2) | 1 | =PRODUCT(C4*E4,F4) | =G4
B |  | Margin | =XGETVALUE("Builders margin",3) | % | =SUBTOTAL(G1:G4) | 1 | =PRODUCT(C5*E5,F5) | =G5
I | T26.28.013 | Alsynite Industrial Ventilator | T26.28_Roof_Ventilators | No
I | T26.28.017 | 150mm diameter throat | T26.28_Roof_Ventilators | No
B | AITV150 | Alsynite Ventilator 150mm | 1 | EA | =XGETRATE("ROF",$A1,2) | 1 | =PRODUCT(C1*E1,F1) | =G1
B |  | Discount | =XGETVALUE("Discount 10%",3) | % | =SUBTOTAL(G1:G1) | 1 | =PRODUCT(C2*E2,F2) | =G2
B |  | Waste | =XGETVALUE("Waste 5%",3) | % | =SUBTOTAL(G1:G2) | 1 | =PRODUCT(C3*E3,F3) | =G3
B | Roofer | Roofer all types | 2 | hrs | =XGETRATE("LAB1",$A4,2) | 1 | =PRODUCT(C4*E4,F4) | =G4
B |  | Margin | =XGETVALUE("Builders margin",3) | % | =SUBTOTAL(G1:G4) | 1 | =PRODUCT(C5*E5,F5) | =G5
I | T26.28.021 | 300mm diameter throat | T26.28_Roof_Ventilators | No
B | AITV300 | Alsynite Ventilator 300mm | 1 | EA | =XGETRATE("ROF",$A1,2) | 1 | =PRODUCT(C1*E1,F1) | =G1
B |  | Discount | =XGETVALUE("Discount 10%",3) | % | =SUBTOTAL(G1:G1) | 1 | =PRODUCT(C2*E2,F2) | =G2
B |  | Waste | =XGETVALUE("Waste 5%",3) | % | =SUBTOTAL(G1:G2) | 1 | =PRODUCT(C3*E3,F3) | =G3
B | Roofer | Roofer all types | 2 | hrs | =XGETRATE("LAB1",$A4,2) | 1 | =PRODUCT(C4*E4,F4) | =G4
B |  | Margin | =XGETVALUE("Builders margin",3) | % | =SUBTOTAL(G1:G4) | 1 | =PRODUCT(C5*E5,F5) | =G5
I | T26.28.025 | 600mm diameter throat | T26.28_Roof_Ventilators | No
B | AITV600 | Alsynite Ventilator 600mm | 1 | EA | =XGETRATE("ROF",$A1,2) | 1 | =PRODUCT(C1*E1,F1) | =G1
B |  | Discount | =XGETVALUE("Discount 10%",3) | % | =SUBTOTAL(G1:G1) | 1 | =PRODUCT(C2*E2,F2) | =G2
B |  | Waste | =XGETVALUE("Waste 5%",3) | % | =SUBTOTAL(G1:G2) | 1 | =PRODUCT(C3*E3,F3) | =G3
B | Roofer | Roofer all types | 3 | hrs | =XGETRATE("LAB1",$A4,2) | 1 | =PRODUCT(C4*E4,F4) | =G4
B |  | Margin | =XGETVALUE("Builders margin",3) | % | =SUBTOTAL(G1:G4) | 1 | =PRODUCT(C5*E5,F5) | =G5
I | T26.28.029 | 900mm diameter throat | T26.28_Roof_Ventilators
B | AITV900 | Alsynite Ventilator 900mm | 1 | EA | =XGETRATE("ROF",$A1,2) | 1 | =PRODUCT(C1*E1,F1) | =G1
B |  | Discount | =XGETVALUE("Discount 10%",3) | % | =SUBTOTAL(G1:G1) | 1 | =PRODUCT(C2*E2,F2) | =G2
B |  | Waste | =XGETVALUE("Waste 5%",3) | % | =SUBTOTAL(G1:G2) | 1 | =PRODUCT(C3*E3,F3) | =G3
B | Roofer | Roofer all types | 4 | hrs | =XGETRATE("LAB1",$A4,2) | 1 | =PRODUCT(C4*E4,F4) | =G4
B |  | Margin | =XGETVALUE("Builders margin",3) | % | =SUBTOTAL(G1:G4) | 1 | =PRODUCT(C5*E5,F5) | =G5
I | T26.28.033 | Spinaway, 300mm throat | T26.28_Roof_Ventilators | No
I | T26.28.037 | Aluminium finish | T26.28_Roof_Ventilators | No
B | SV300 | Spinaway 300mm Vent | 1 | EA | =XGETRATE("ROF",$A1,2) | 1 | =PRODUCT(C1*E1,F1) | =G1
B |  | Discount | =XGETVALUE("Discount 10%",3) | % | =SUBTOTAL(G1:G1) | 1 | =PRODUCT(C2*E2,F2) | =G2
B |  | Waste | =XGETVALUE("Waste 5%",3) | % | =SUBTOTAL(G1:G2) | 1 | =PRODUCT(C3*E3,F3) | =G3
B | Roofer | Roofer all types | 2 | hrs | =XGETRATE("LAB1",$A4,2) | 1 | =PRODUCT(C4*E4,F4) | =G4
B |  | Margin | =XGETVALUE("Builders margin",3) | % | =SUBTOTAL(G1:G4) | 1 | =PRODUCT(C5*E5,F5) | =G5
I | T26.28.041 | Powder coat finish | T26.28_Roof_Ventilators | No
B | SV300P | Spinaway 300mm Vent Col | 1 | EA | =XGETRATE("ROF",$A1,2) | 1 | =PRODUCT(C1*E1,F1) | =G1
B |  | Discount | =XGETVALUE("Discount 10%",3) | % | =SUBTOTAL(G1:G1) | 1 | =PRODUCT(C2*E2,F2) | =G2
B |  | Waste | =XGETVALUE("Waste 5%",3) | % | =SUBTOTAL(G1:G2) | 1 | =PRODUCT(C3*E3,F3) | =G3
B | Roofer | Roofer all types | 2 | hrs | =XGETRATE("LAB1",$A4,2) | 1 | =PRODUCT(C4*E4,F4) | =G4
B |  | Margin | =XGETVALUE("Builders margin",3) | % | =SUBTOTAL(G1:G4) | 1 | =PRODUCT(C5*E5,F5) | =G5
I | T34.00.001 | Solid Plaster | T34.00_Solid Plaster
I | T34.00.004 | Rates are for new work only | T34.00_Solid Plaster
I | T34.00.007 | For alterations and additions, | T34.00_Solid Plaster
I | T34.00.010 | Rates for plaster include protection and making good around pipes, etc. | T34.00_Solid Plaster
I | T34.01.001 | Preparatory Work | T34.01_Solid Plaster_Prep Work
I | T34.01.004 | <b>Preparing and Dubbing Out,</b> not exceeding 13mm thick, on existing work before plastering | T34.01_Solid Plaster_Prep Work | m2
B |  | MATERIALS
B |  | PREPARATION/KEY COAT
B | PM_25CON_079 | CEMIX CEMSPLASH 25KG CSP025 | 1 | ea | =XGETRATE("SUP1",$A3,2) | 0.2 | =PRODUCT(C3*E3,F3) | =G3
B |  | Discount | =XGETVALUE("Discount 10%",3) | % | =SUBTOTAL(G3:G3) | 1 | =PRODUCT(C4*E4,F4) | =G4
B |  | Waste | =XGETVALUE("Waste 15%",3) | % | =SUBTOTAL(G3:G4) | 1 | =PRODUCT(C5*E5,F5) | =G5
B | Deliver2 | General Delivery charge medium | 0.05 | trip | =XGETRATE("PLT",$A6,2) | 0.2 | =PRODUCT(C6*E6,F6) | =G6
B |  | FIRST COAT, 13mm thick
B | PM_25CON_082 | CEMIX CEMPLASTER 30KG CPL030 | 1 | ea | =XGETRATE("SUP1",$A8,2) | 0.41667 | =PRODUCT(C8*E8,F8) | =G8
B |  | Discount | =XGETVALUE("Discount 10%",3) | % | =SUBTOTAL(G8:G8) | 1 | =PRODUCT(C9*E9,F9) | =G9
B |  | Waste | =XGETVALUE("Waste 15%",3) | % | =SUBTOTAL(G8:G9) | 1 | =PRODUCT(C10*E10,F10) | =G10
B | Deliver2 | General Delivery charge medium | 0.05 | trip | =XGETRATE("PLT",$A11,2) | 0.41667 | =PRODUCT(C11*E11,F11) | =G11
B |  | MIXING PLASTER
B | ConcMixer | Concrete Mixer 2 cu ft towable, petrol | 0.0225 | day | =XGETRATE("PLT",$A13,2) | 1 | =PRODUCT(C13*E13,F13) | =G13
B | SolidPLabourer | Solid Plasterer Labourer | 1.7 | hour | =XGETRATE("LAB1",$A14,2) | 0.013 | =PRODUCT(C14*E14,F14) | =G14
B |  | PLASTERING
B | SolidPlasterer | Solid Plasterer | 0.18 | hour | =XGETRATE("LAB1",$A16,2) | 1 | =PRODUCT(C16*E16,F16) | =G16
B | SolidPLabourer | Solid Plasterer Labourer | 0.08 | hour | =XGETRATE("LAB1",$A17,2) | 1 | =PRODUCT(C17*E17,F17) | =G17
B |  | Margin | =XGETVALUE("Builders margin",3) | % | =SUBTOTAL(G1:G17) | 1 | =PRODUCT(C18*E18,F18) | =G18
B |  | Thickness of plaster | 13
B |  | YIELD - Cemsplash
B |  | Under ideal conditions one 25kg bag will cover 5m2 approx
B |  | ??2MM THICK | 5 | M2
B |  | 1m2 | 0.2 | bag
B |  | YIELD - Cemplaster
B |  | Under ideal conditions one 30kg bag will cover 2.4m2 approx at 10mm - 12mm thickness.
B |  | 10-12MM THICK | 2.4 | M2
B |  | 1m2 | 0.41667 | bag
B |  | Volume yield | 0.024 | m3
B |  | 5-6MM THICK | 4.8 | M2
B |  | 1m2 | 0.20833 | bag
B |  | Per 1MM THICK layer | 24 | M2
B |  | 1m2 | 0.041667 | bag
B |  | Mixing
B |  | 1.7hrs labour per m3 of plaster
B |  | Mixer hire - same as tradesman, covers full day hire of machine
B |  | Delivery
B |  | Say project size of 50m2
B |  | 20 Bags of product, 1 bag = 1/20th of delivery charge | 0.05
I | T34.02.001 | Render for Wall Tiling | T34.02_Solid Plaster_Render for Tiling
I | T34.02.004 | <b>Cement Plaster,</b> 13mm thick, for tiling in one coat, to brick, concrete masonry or concrete | T34.02_Solid Plaster_Render for Tiling
I | T34.02.007 | Walls | T34.02_Solid Plaster_Render for Tiling | m2
B |  | MATERIALS
B |  | PREPARATION/KEY COAT
B | PM_25CON_079 | CEMIX CEMSPLASH 25KG CSP025 | 1 | ea | =XGETRATE("SUP1",$A3,2) | 0.2 | =PRODUCT(C3*E3,F3) | =G3
B |  | Discount | =XGETVALUE("Discount 10%",3) | % | =SUBTOTAL(G3:G3) | 1 | =PRODUCT(C4*E4,F4) | =G4
B |  | Waste | =XGETVALUE("Waste 15%",3) | % | =SUBTOTAL(G3:G4) | 1 | =PRODUCT(C5*E5,F5) | =G5
B | Deliver2 | General Delivery charge medium | 0.05 | trip | =XGETRATE("PLT",$A6,2) | 0.2 | =PRODUCT(C6*E6,F6) | =G6
B |  | FIRST COAT, 13 x 1mm thick material
B | PM_25CON_082 | CEMIX CEMPLASTER 30KG CPL030 | 1 | ea | =XGETRATE("SUP1",$A8,2) | 0.41667 | =PRODUCT(C8*E8,F8) | =G8
B |  | Discount | =XGETVALUE("Discount 10%",3) | % | =SUBTOTAL(G8:G8) | 1 | =PRODUCT(C9*E9,F9) | =G9
B |  | Waste | =XGETVALUE("Waste 15%",3) | % | =SUBTOTAL(G8:G9) | 1 | =PRODUCT(C10*E10,F10) | =G10
B | Deliver2 | General Delivery charge medium | 0.05 | trip | =XGETRATE("PLT",$A11,2) | 0.41667 | =PRODUCT(C11*E11,F11) | =G11
B |  | MIXING PLASTER
B | ConcMixer | Concrete Mixer 2 cu ft towable, petrol | 0.03 | day | =XGETRATE("PLT",$A13,2) | 1 | =PRODUCT(C13*E13,F13) | =G13
B | SolidPLabourer | Solid Plasterer Labourer | 1.7 | hour | =XGETRATE("LAB1",$A14,2) | 0.013 | =PRODUCT(C14*E14,F14) | =G14
B |  | PLASTERING
B | SolidPlasterer | Solid Plasterer | 0.24 | hour | =XGETRATE("LAB1",$A16,2) | 1 | =PRODUCT(C16*E16,F16) | =G16
B | SolidPLabourer | Solid Plasterer Labourer | 0.12 | hour | =XGETRATE("LAB1",$A17,2) | 1 | =PRODUCT(C17*E17,F17) | =G17
B |  | Margin | =XGETVALUE("Builders margin",3) | % | =SUBTOTAL(G1:G17) | 1 | =PRODUCT(C18*E18,F18) | =G18
B |  | Thickness of plaster | 13
B |  | YIELD - Cemsplash
B |  | Under ideal conditions one 25kg bag will cover 5m2 approx
B |  | ??2MM THICK | 5 | M2
B |  | 1m2 | 0.2 | bag
B |  | YIELD - Cemplaster
B |  | Under ideal conditions one 30kg bag will cover 2.4m2 approx at 10mm - 12mm thickness.
B |  | 10-12MM THICK | 2.4 | M2
B |  | 1m2 | 0.41667 | bag
B |  | Volume yield | 0.024 | m3
B |  | 5-6MM THICK | 4.8 | M2
B |  | 1m2 | 0.20833 | bag
B |  | Per 1MM THICK layer | 24 | M2
B |  | 1m2 | 0.041667 | bag
B |  | Mixing
B |  | 1.7hrs labour per m3 of plaster
B |  | Mixer hire - same as tradesman, covers full day hire of machine
B |  | Delivery
B |  | Say project size of 50m2
B |  | 20 Bags of product, 1 bag = 1/20th of delivery charge | 0.05
I | T34.02.010 | Soffits | T34.02_Solid Plaster_Render for Tiling | m2
B |  | MATERIALS
B |  | PREPARATION/KEY COAT
B | PM_25CON_079 | CEMIX CEMSPLASH 25KG CSP025 | 1 | ea | =XGETRATE("SUP1",$A3,2) | 0.2 | =PRODUCT(C3*E3,F3) | =G3
B |  | Discount | =XGETVALUE("Discount 10%",3) | % | =SUBTOTAL(G3:G3) | 1 | =PRODUCT(C4*E4,F4) | =G4
B |  | Waste | =XGETVALUE("Waste 15%",3) | % | =SUBTOTAL(G3:G4) | 1 | =PRODUCT(C5*E5,F5) | =G5
B | Deliver2 | General Delivery charge medium | 0.05 | trip | =XGETRATE("PLT",$A6,2) | 0.2 | =PRODUCT(C6*E6,F6) | =G6
B |  | FIRST COAT, 13 x 1mm thick material
B | PM_25CON_082 | CEMIX CEMPLASTER 30KG CPL030 | 1 | ea | =XGETRATE("SUP1",$A8,2) | 0.41667 | =PRODUCT(C8*E8,F8) | =G8
B |  | Discount | =XGETVALUE("Discount 10%",3) | % | =SUBTOTAL(G8:G8) | 1 | =PRODUCT(C9*E9,F9) | =G9
B |  | Waste | =XGETVALUE("Waste 15%",3) | % | =SUBTOTAL(G8:G9) | 1 | =PRODUCT(C10*E10,F10) | =G10
B | Deliver2 | General Delivery charge medium | 0.05 | trip | =XGETRATE("PLT",$A11,2) | 0.41667 | =PRODUCT(C11*E11,F11) | =G11
B |  | MIXING PLASTER
B | ConcMixer | Concrete Mixer 2 cu ft towable, petrol | 0.0375 | day | =XGETRATE("PLT",$A13,2) | 1 | =PRODUCT(C13*E13,F13) | =G13
B | SolidPLabourer | Solid Plasterer Labourer | 1.7 | hour | =XGETRATE("LAB1",$A14,2) | 0.013 | =PRODUCT(C14*E14,F14) | =G14
B |  | PLASTERING
B | SolidPlasterer | Solid Plasterer | 0.3 | hour | =XGETRATE("LAB1",$A16,2) | 1 | =PRODUCT(C16*E16,F16) | =G16
B | SolidPLabourer | Solid Plasterer Labourer | 0.15 | hour | =XGETRATE("LAB1",$A17,2) | 1 | =PRODUCT(C17*E17,F17) | =G17
B |  | Margin | =XGETVALUE("Builders margin",3) | % | =SUBTOTAL(G1:G17) | 1 | =PRODUCT(C18*E18,F18) | =G18
B |  | Thickness of plaster | 13
B |  | YIELD - Cemsplash
B |  | Under ideal conditions one 25kg bag will cover 5m2 approx
B |  | ??2MM THICK | 5 | M2
B |  | 1m2 | 0.2 | bag
B |  | YIELD - Cemplaster
B |  | Under ideal conditions one 30kg bag will cover 2.4m2 approx at 10mm - 12mm thickness.
B |  | 10-12MM THICK | 2.4 | M2
B |  | 1m2 | 0.41667 | bag
B |  | Volume yield | 0.024 | m3
B |  | 5-6MM THICK | 4.8 | M2
B |  | 1m2 | 0.20833 | bag
B |  | Per 1MM THICK layer | 24 | M2
B |  | 1m2 | 0.041667 | bag
B |  | Mixing
B |  | 1.7hrs labour per m3 of plaster
B |  | Mixer hire - same as tradesman, covers full day hire of machine
B |  | Delivery
B |  | Say project size of 50m2
B |  | 20 Bags of product, 1 bag = 1/20th of delivery charge | 0.05
I | T34.02.013 | Columns and beams | T34.02_Solid Plaster_Render for Tiling | m2
B |  | MATERIALS
B |  | PREPARATION/KEY COAT
B | PM_25CON_079 | CEMIX CEMSPLASH 25KG CSP025 | 1 | ea | =XGETRATE("SUP1",$A3,2) | 0.2 | =PRODUCT(C3*E3,F3) | =G3
B |  | Discount | =XGETVALUE("Discount 10%",3) | % | =SUBTOTAL(G3:G3) | 1 | =PRODUCT(C4*E4,F4) | =G4
B |  | Waste | =XGETVALUE("Waste 15%",3) | % | =SUBTOTAL(G3:G4) | 1 | =PRODUCT(C5*E5,F5) | =G5
B | Deliver2 | General Delivery charge medium | 0.05 | trip | =XGETRATE("PLT",$A6,2) | 0.2 | =PRODUCT(C6*E6,F6) | =G6
B |  | FIRST COAT, 13 x 1mm thick material
B | PM_25CON_082 | CEMIX CEMPLASTER 30KG CPL030 | 1 | ea | =XGETRATE("SUP1",$A8,2) | 0.41667 | =PRODUCT(C8*E8,F8) | =G8
B |  | Discount | =XGETVALUE("Discount 10%",3) | % | =SUBTOTAL(G8:G8) | 1 | =PRODUCT(C9*E9,F9) | =G9
B |  | Waste | =XGETVALUE("Waste 15%",3) | % | =SUBTOTAL(G8:G9) | 1 | =PRODUCT(C10*E10,F10) | =G10
B | Deliver2 | General Delivery charge medium | 0.05 | trip | =XGETRATE("PLT",$A11,2) | 0.41667 | =PRODUCT(C11*E11,F11) | =G11
B |  | MIXING PLASTER
B | ConcMixer | Concrete Mixer 2 cu ft towable, petrol | 0.0525 | day | =XGETRATE("PLT",$A13,2) | 1 | =PRODUCT(C13*E13,F13) | =G13
B | SolidPLabourer | Solid Plasterer Labourer | 1.7 | hour | =XGETRATE("LAB1",$A14,2) | 0.013 | =PRODUCT(C14*E14,F14) | =G14
B |  | PLASTERING
B | SolidPlasterer | Solid Plasterer | 0.42 | hour | =XGETRATE("LAB1",$A16,2) | 1 | =PRODUCT(C16*E16,F16) | =G16
B | SolidPLabourer | Solid Plasterer Labourer | 0.21 | hour | =XGETRATE("LAB1",$A17,2) | 1 | =PRODUCT(C17*E17,F17) | =G17
B |  | Margin | =XGETVALUE("Builders margin",3) | % | =SUBTOTAL(G1:G17) | 1 | =PRODUCT(C18*E18,F18) | =G18
B |  | Thickness of plaster | 13
B |  | YIELD - Cemsplash
B |  | Under ideal conditions one 25kg bag will cover 5m2 approx
B |  | ??2MM THICK | 5 | M2
B |  | 1m2 | 0.2 | bag
B |  | YIELD - Cemplaster
B |  | Under ideal conditions one 30kg bag will cover 2.4m2 approx at 10mm - 12mm thickness.
B |  | 10-12MM THICK | 2.4 | M2
B |  | 1m2 | 0.41667 | bag
B |  | Volume yield | 0.024 | m3
B |  | 5-6MM THICK | 4.8 | M2
B |  | 1m2 | 0.20833 | bag
B |  | Per 1MM THICK layer | 24 | M2
B |  | 1m2 | 0.041667 | bag
B |  | Mixing
B |  | 1.7hrs labour per m3 of plaster
B |  | Mixer hire - same as tradesman, covers full day hire of machine
B |  | Delivery
B |  | Say project size of 50m2
B |  | 20 Bags of product, 1 bag = 1/20th of delivery charge | 0.05
I | T34.02.016 | <b>Add</b> extra for narrow widths | T34.02_Solid Plaster_Render for Tiling
I | T34.02.019 | Up to 150mm wide | T34.02_Solid Plaster_Render for Tiling | m
B |  | MATERIALS
B |  | PREPARATION/KEY COAT
B | PM_25CON_079 | CEMIX CEMSPLASH 25KG CSP025 | 0.15 | ea | =XGETRATE("SUP1",$A3,2) | 0.2 | =PRODUCT(C3*E3,F3) | =G3
B |  | Discount | =XGETVALUE("Discount 10%",3) | % | =SUBTOTAL(G3:G3) | 1 | =PRODUCT(C4*E4,F4) | =G4
B |  | Waste | =XGETVALUE("Waste 15%",3) | % | =SUBTOTAL(G3:G4) | 1 | =PRODUCT(C5*E5,F5) | =G5
B | Deliver2 | General Delivery charge medium | 0.05 | trip | =XGETRATE("PLT",$A6,2) | 0.2 | =PRODUCT(C6*E6,F6) | =G6
B |  | FIRST COAT, 13 x 1mm thick material
B | PM_25CON_082 | CEMIX CEMPLASTER 30KG CPL030 | 0.15 | ea | =XGETRATE("SUP1",$A8,2) | 0.41667 | =PRODUCT(C8*E8,F8) | =G8
B |  | Discount | =XGETVALUE("Discount 10%",3) | % | =SUBTOTAL(G8:G8) | 1 | =PRODUCT(C9*E9,F9) | =G9
B |  | Waste | =XGETVALUE("Waste 15%",3) | % | =SUBTOTAL(G8:G9) | 1 | =PRODUCT(C10*E10,F10) | =G10
B | Deliver2 | General Delivery charge medium | 0.05 | trip | =XGETRATE("PLT",$A11,2) | 0.41667 | =PRODUCT(C11*E11,F11) | =G11
B |  | MIXING PLASTER
B | ConcMixer | Concrete Mixer 2 cu ft towable, petrol | 0.0375 | day | =XGETRATE("PLT",$A13,2) | 1 | =PRODUCT(C13*E13,F13) | =G13
B | SolidPLabourer | Solid Plasterer Labourer | 1.7 | hour | =XGETRATE("LAB1",$A14,2) | 0.00195 | =PRODUCT(C14*E14,F14) | =G14
B |  | PLASTERING
B | SolidPlasterer | Solid Plasterer | 0.3 | hour | =XGETRATE("LAB1",$A16,2) | 1 | =PRODUCT(C16*E16,F16) | =G16
B | SolidPLabourer | Solid Plasterer Labourer | 0.1 | hour | =XGETRATE("LAB1",$A17,2) | 1 | =PRODUCT(C17*E17,F17) | =G17
B |  | Margin | =XGETVALUE("Builders margin",3) | % | =SUBTOTAL(G1:G17) | 1 | =PRODUCT(C18*E18,F18) | =G18
B |  | Thickness of plaster | 13
B |  | YIELD - Cemsplash
B |  | Under ideal conditions one 25kg bag will cover 5m2 approx
B |  | ??2MM THICK | 5 | M2
B |  | 1m2 | 0.2 | bag
B |  | YIELD - Cemplaster
B |  | Under ideal conditions one 30kg bag will cover 2.4m2 approx at 10mm - 12mm thickness.
B |  | 10-12MM THICK | 2.4 | M2
B |  | 1m2 | 0.41667 | bag
B |  | Volume yield | 0.024 | m3
B |  | 5-6MM THICK | 4.8 | M2
B |  | 1m2 | 0.20833 | bag
B |  | Per 1MM THICK layer | 24 | M2
B |  | 1m2 | 0.041667 | bag
B |  | Mixing
B |  | 1.7hrs labour per m3 of plaster
B |  | Mixer hire - same as tradesman, covers full day hire of machine
B |  | Delivery
B |  | Say project size of 50m2
B |  | 20 Bags of product, 1 bag = 1/20th of delivery charge | 0.05
I | T34.02.022 | 150mm–300mm wide | T34.02_Solid Plaster_Render for Tiling | m
B |  | MATERIALS
B |  | PREPARATION/KEY COAT
B | PM_25CON_079 | CEMIX CEMSPLASH 25KG CSP025 | 0.3 | ea | =XGETRATE("SUP1",$A3,2) | 0.2 | =PRODUCT(C3*E3,F3) | =G3
B |  | Discount | =XGETVALUE("Discount 10%",3) | % | =SUBTOTAL(G3:G3) | 1 | =PRODUCT(C4*E4,F4) | =G4
B |  | Waste | =XGETVALUE("Waste 15%",3) | % | =SUBTOTAL(G3:G4) | 1 | =PRODUCT(C5*E5,F5) | =G5
B | Deliver2 | General Delivery charge medium | 0.05 | trip | =XGETRATE("PLT",$A6,2) | 0.2 | =PRODUCT(C6*E6,F6) | =G6
B |  | FIRST COAT, 13 x 1mm thick material
B | PM_25CON_082 | CEMIX CEMPLASTER 30KG CPL030 | 0.3 | ea | =XGETRATE("SUP1",$A8,2) | 0.41667 | =PRODUCT(C8*E8,F8) | =G8
B |  | Discount | =XGETVALUE("Discount 10%",3) | % | =SUBTOTAL(G8:G8) | 1 | =PRODUCT(C9*E9,F9) | =G9
B |  | Waste | =XGETVALUE("Waste 15%",3) | % | =SUBTOTAL(G8:G9) | 1 | =PRODUCT(C10*E10,F10) | =G10
B | Deliver2 | General Delivery charge medium | 0.05 | trip | =XGETRATE("PLT",$A11,2) | 0.41667 | =PRODUCT(C11*E11,F11) | =G11
B |  | MIXING PLASTER
B | ConcMixer | Concrete Mixer 2 cu ft towable, petrol | 0.04375 | day | =XGETRATE("PLT",$A13,2) | 1 | =PRODUCT(C13*E13,F13) | =G13
B | SolidPLabourer | Solid Plasterer Labourer | 1.7 | hour | =XGETRATE("LAB1",$A14,2) | 0.0039 | =PRODUCT(C14*E14,F14) | =G14
B |  | PLASTERING
B | SolidPlasterer | Solid Plasterer | 0.35 | hour | =XGETRATE("LAB1",$A16,2) | 1 | =PRODUCT(C16*E16,F16) | =G16
B | SolidPLabourer | Solid Plasterer Labourer | 0.1 | hour | =XGETRATE("LAB1",$A17,2) | 1 | =PRODUCT(C17*E17,F17) | =G17
B |  | Margin | =XGETVALUE("Builders margin",3) | % | =SUBTOTAL(G1:G17) | 1 | =PRODUCT(C18*E18,F18) | =G18
B |  | Thickness of plaster | 13
B |  | YIELD - Cemsplash
B |  | Under ideal conditions one 25kg bag will cover 5m2 approx
B |  | ??2MM THICK | 5 | M2
B |  | 1m2 | 0.2 | bag
B |  | YIELD - Cemplaster
B |  | Under ideal conditions one 30kg bag will cover 2.4m2 approx at 10mm - 12mm thickness.
B |  | 10-12MM THICK | 2.4 | M2
B |  | 1m2 | 0.41667 | bag
B |  | Volume yield | 0.024 | m3
B |  | 5-6MM THICK | 4.8 | M2
B |  | 1m2 | 0.20833 | bag
B |  | Per 1MM THICK layer | 24 | M2
B |  | 1m2 | 0.041667 | bag
B |  | Mixing
B |  | 1.7hrs labour per m3 of plaster
B |  | Mixer hire - same as tradesman, covers full day hire of machine
B |  | Delivery
B |  | Say project size of 50m2
B |  | 20 Bags of product, 1 bag = 1/20th of delivery charge | 0.05
I | T34.03.001 | Cement Plaster | T34.03_Solid Plaster_Cement Plaster
I | T34.03.004 | <b>Cement Plaster,</b> 12mm thick, wood float or sponge finish in 2 coats to brick, concrete masonry or concrete | T34.03_Solid Plaster_Cement Plaster
I | T34.03.007 | Walls | T34.03_Solid Plaster_Cement Plaster | m2
B |  | MATERIALS
B |  | PREPARATION/KEY COAT
B | PM_25CON_079 | CEMIX CEMSPLASH 25KG CSP025 | 1 | ea | =XGETRATE("SUP1",$A3,2) | 0.2 | =PRODUCT(C3*E3,F3) | =G3
B |  | Discount | =XGETVALUE("Discount 10%",3) | % | =SUBTOTAL(G3:G3) | 1 | =PRODUCT(C4*E4,F4) | =G4
B |  | Waste | =XGETVALUE("Waste 15%",3) | % | =SUBTOTAL(G3:G4) | 1 | =PRODUCT(C5*E5,F5) | =G5
B | Deliver2 | General Delivery charge medium | 0.05 | trip | =XGETRATE("PLT",$A6,2) | 0.2 | =PRODUCT(C6*E6,F6) | =G6
B |  | FIRST COAT, 6 x 1mm thick material
B | PM_25CON_082 | CEMIX CEMPLASTER 30KG CPL030 | 1 | ea | =XGETRATE("SUP1",$A8,2) | 0.20833 | =PRODUCT(C8*E8,F8) | =G8
B |  | Discount | =XGETVALUE("Discount 10%",3) | % | =SUBTOTAL(G8:G8) | 1 | =PRODUCT(C9*E9,F9) | =G9
B |  | Waste | =XGETVALUE("Waste 15%",3) | % | =SUBTOTAL(G8:G9) | 1 | =PRODUCT(C10*E10,F10) | =G10
B | Deliver2 | General Delivery charge medium | 0.05 | trip | =XGETRATE("PLT",$A11,2) | 0.20833 | =PRODUCT(C11*E11,F11) | =G11
B |  | SECOND COAT, 6 x 1mm thick material
B | PM_25CON_082 | CEMIX CEMPLASTER 30KG CPL030 | 1 | ea | =XGETRATE("SUP1",$A13,2) | 0.20833 | =PRODUCT(C13*E13,F13) | =G13
B |  | Discount | =XGETVALUE("Discount 10%",3) | % | =SUBTOTAL(G13:G13) | 1 | =PRODUCT(C14*E14,F14) | =G14
B |  | Waste | =XGETVALUE("Waste 15%",3) | % | =SUBTOTAL(G13:G14) | 1 | =PRODUCT(C15*E15,F15) | =G15
B | Deliver2 | General Delivery charge medium | 0.05 | trip | =XGETRATE("PLT",$A16,2) | 0.20833 | =PRODUCT(C16*E16,F16) | =G16
B |  | MIXING PLASTER
B | ConcMixer | Concrete Mixer 2 cu ft towable, petrol | 0.05625 | day | =XGETRATE("PLT",$A18,2) | 1 | =PRODUCT(C18*E18,F18) | =G18
B | SolidPLabourer | Solid Plasterer Labourer | 1.7 | hour | =XGETRATE("LAB1",$A19,2) | 0.013 | =PRODUCT(C19*E19,F19) | =G19
B |  | PLASTERING
B | SolidPlasterer | Solid Plasterer | 0.45 | hour | =XGETRATE("LAB1",$A21,2) | 1 | =PRODUCT(C21*E21,F21) | =G21
B | SolidPLabourer | Solid Plasterer Labourer | 0.2 | hour | =XGETRATE("LAB1",$A22,2) | 1 | =PRODUCT(C22*E22,F22) | =G22
B |  | Margin | =XGETVALUE("Builders margin",3) | % | =SUBTOTAL(G1:G22) | 1 | =PRODUCT(C23*E23,F23) | =G23
B |  | Thickness of plaster | 13
B |  | YIELD - Cemsplash
B |  | Under ideal conditions one 25kg bag will cover 5m2 approx
B |  | ??2MM THICK | 5 | M2
B |  | 1m2 | 0.2 | bag
B |  | YIELD - Cemplaster
B |  | Under ideal conditions one 30kg bag will cover 2.4m2 approx at 10mm - 12mm thickness.
B |  | 10-12MM THICK | 2.4 | M2
B |  | 1m2 | 0.41667 | bag
B |  | Volume yield | 0.024 | m3
B |  | 5-6MM THICK | 4.8 | M2
B |  | 1m2 | 0.20833 | bag
B |  | Per 1MM THICK layer | 24 | M2
B |  | 1m2 | 0.041667 | bag
B |  | Mixing
B |  | 1.7hrs labour per m3 of plaster
B |  | Mixer hire - same as tradesman, covers full day hire of machine
B |  | Delivery
B |  | Say project size of 50m2
B |  | 20 Bags of product, 1 bag = 1/20th of delivery charge | 0.05
I | T34.03.010 | Ceilings and soffits | T34.03_Solid Plaster_Cement Plaster | m2
B |  | MATERIALS
B |  | PREPARATION/KEY COAT
B | PM_25CON_079 | CEMIX CEMSPLASH 25KG CSP025 | 1 | ea | =XGETRATE("SUP1",$A3,2) | 0.2 | =PRODUCT(C3*E3,F3) | =G3
B |  | Discount | =XGETVALUE("Discount 10%",3) | % | =SUBTOTAL(G3:G3) | 1 | =PRODUCT(C4*E4,F4) | =G4
B |  | Waste | =XGETVALUE("Waste 15%",3) | % | =SUBTOTAL(G3:G4) | 1 | =PRODUCT(C5*E5,F5) | =G5
B | Deliver2 | General Delivery charge medium | 0.05 | trip | =XGETRATE("PLT",$A6,2) | 0.2 | =PRODUCT(C6*E6,F6) | =G6
B |  | FIRST COAT, 6 x 1mm thick material
B | PM_25CON_082 | CEMIX CEMPLASTER 30KG CPL030 | 1 | ea | =XGETRATE("SUP1",$A8,2) | 0.20833 | =PRODUCT(C8*E8,F8) | =G8
B |  | Discount | =XGETVALUE("Discount 10%",3) | % | =SUBTOTAL(G8:G8) | 1 | =PRODUCT(C9*E9,F9) | =G9
B |  | Waste | =XGETVALUE("Waste 15%",3) | % | =SUBTOTAL(G8:G9) | 1 | =PRODUCT(C10*E10,F10) | =G10
B | Deliver2 | General Delivery charge medium | 0.05 | trip | =XGETRATE("PLT",$A11,2) | 0.20833 | =PRODUCT(C11*E11,F11) | =G11
B |  | SECOND COAT, 6 x 1mm thick material
B | PM_25CON_082 | CEMIX CEMPLASTER 30KG CPL030 | 1 | ea | =XGETRATE("SUP1",$A13,2) | 0.20833 | =PRODUCT(C13*E13,F13) | =G13
B |  | Discount | =XGETVALUE("Discount 10%",3) | % | =SUBTOTAL(G13:G13) | 1 | =PRODUCT(C14*E14,F14) | =G14
B |  | Waste | =XGETVALUE("Waste 15%",3) | % | =SUBTOTAL(G13:G14) | 1 | =PRODUCT(C15*E15,F15) | =G15
B | Deliver2 | General Delivery charge medium | 0.05 | trip | =XGETRATE("PLT",$A16,2) | 0.20833 | =PRODUCT(C16*E16,F16) | =G16
B |  | MIXING PLASTER
B | ConcMixer | Concrete Mixer 2 cu ft towable, petrol | 0.05625 | day | =XGETRATE("PLT",$A18,2) | 1 | =PRODUCT(C18*E18,F18) | =G18
B | SolidPLabourer | Solid Plasterer Labourer | 1.7 | hour | =XGETRATE("LAB1",$A19,2) | 0.013 | =PRODUCT(C19*E19,F19) | =G19
B |  | PLASTERING
B | SolidPlasterer | Solid Plasterer | 0.45 | hour | =XGETRATE("LAB1",$A21,2) | 1.25 | =PRODUCT(C21*E21,F21) | =G21
B | SolidPLabourer | Solid Plasterer Labourer | 0.2 | hour | =XGETRATE("LAB1",$A22,2) | 1.25 | =PRODUCT(C22*E22,F22) | =G22
B |  | Margin | =XGETVALUE("Builders margin",3) | % | =SUBTOTAL(G1:G22) | 1 | =PRODUCT(C23*E23,F23) | =G23
B |  | Thickness of plaster | 13
B |  | YIELD - Cemsplash
B |  | Under ideal conditions one 25kg bag will cover 5m2 approx
B |  | ??2MM THICK | 5 | M2
B |  | 1m2 | 0.2 | bag
B |  | YIELD - Cemplaster
B |  | Under ideal conditions one 30kg bag will cover 2.4m2 approx at 10mm - 12mm thickness.
B |  | 10-12MM THICK | 2.4 | M2
B |  | 1m2 | 0.41667 | bag
B |  | Volume yield | 0.024 | m3
B |  | 5-6MM THICK | 4.8 | M2
B |  | 1m2 | 0.20833 | bag
B |  | Per 1MM THICK layer | 24 | M2
B |  | 1m2 | 0.041667 | bag
B |  | Mixing
B |  | 1.7hrs labour per m3 of plaster
B |  | Mixer hire - same as tradesman, covers full day hire of machine
B |  | Delivery
B |  | Say project size of 50m2
B |  | 20 Bags of product, 1 bag = 1/20th of delivery charge | 0.05
I | T34.03.013 | Sloping concrete soffits | T34.03_Solid Plaster_Cement Plaster | m2
B |  | MATERIALS
B |  | PREPARATION/KEY COAT
B | PM_25CON_079 | CEMIX CEMSPLASH 25KG CSP025 | 1 | ea | =XGETRATE("SUP1",$A3,2) | 0.2 | =PRODUCT(C3*E3,F3) | =G3
B |  | Discount | =XGETVALUE("Discount 10%",3) | % | =SUBTOTAL(G3:G3) | 1 | =PRODUCT(C4*E4,F4) | =G4
B |  | Waste | =XGETVALUE("Waste 15%",3) | % | =SUBTOTAL(G3:G4) | 1 | =PRODUCT(C5*E5,F5) | =G5
B | Deliver2 | General Delivery charge medium | 0.05 | trip | =XGETRATE("PLT",$A6,2) | 0.2 | =PRODUCT(C6*E6,F6) | =G6
B |  | FIRST COAT, 6 x 1mm thick material
B | PM_25CON_082 | CEMIX CEMPLASTER 30KG CPL030 | 1 | ea | =XGETRATE("SUP1",$A8,2) | 0.20833 | =PRODUCT(C8*E8,F8) | =G8
B |  | Discount | =XGETVALUE("Discount 10%",3) | % | =SUBTOTAL(G8:G8) | 1 | =PRODUCT(C9*E9,F9) | =G9
B |  | Waste | =XGETVALUE("Waste 15%",3) | % | =SUBTOTAL(G8:G9) | 1 | =PRODUCT(C10*E10,F10) | =G10
B | Deliver2 | General Delivery charge medium | 0.05 | trip | =XGETRATE("PLT",$A11,2) | 0.20833 | =PRODUCT(C11*E11,F11) | =G11
B |  | SECOND COAT, 6 x 1mm thick material
B | PM_25CON_082 | CEMIX CEMPLASTER 30KG CPL030 | 1 | ea | =XGETRATE("SUP1",$A13,2) | 0.20833 | =PRODUCT(C13*E13,F13) | =G13
B |  | Discount | =XGETVALUE("Discount 10%",3) | % | =SUBTOTAL(G13:G13) | 1 | =PRODUCT(C14*E14,F14) | =G14
B |  | Waste | =XGETVALUE("Waste 15%",3) | % | =SUBTOTAL(G13:G14) | 1 | =PRODUCT(C15*E15,F15) | =G15
B | Deliver2 | General Delivery charge medium | 0.05 | trip | =XGETRATE("PLT",$A16,2) | 0.20833 | =PRODUCT(C16*E16,F16) | =G16
B |  | MIXING PLASTER
B | ConcMixer | Concrete Mixer 2 cu ft towable, petrol | 0.0525 | day | =XGETRATE("PLT",$A18,2) | 1 | =PRODUCT(C18*E18,F18) | =G18
B | SolidPLabourer | Solid Plasterer Labourer | 1.7 | hour | =XGETRATE("LAB1",$A19,2) | 0.013 | =PRODUCT(C19*E19,F19) | =G19
B |  | PLASTERING
B | SolidPlasterer | Solid Plasterer | 0.42 | hour | =XGETRATE("LAB1",$A21,2) | 1.4 | =PRODUCT(C21*E21,F21) | =G21
B | SolidPLabourer | Solid Plasterer Labourer | 0.19 | hour | =XGETRATE("LAB1",$A22,2) | 1.4 | =PRODUCT(C22*E22,F22) | =G22
B |  | Margin | =XGETVALUE("Builders margin",3) | % | =SUBTOTAL(G1:G22) | 1 | =PRODUCT(C23*E23,F23) | =G23
B |  | Thickness of plaster | 13
B |  | YIELD - Cemsplash
B |  | Under ideal conditions one 25kg bag will cover 5m2 approx
B |  | ??2MM THICK | 5 | M2
B |  | 1m2 | 0.2 | bag
B |  | YIELD - Cemplaster
B |  | Under ideal conditions one 30kg bag will cover 2.4m2 approx at 10mm - 12mm thickness.
B |  | 10-12MM THICK | 2.4 | M2
B |  | 1m2 | 0.41667 | bag
B |  | Volume yield | 0.024 | m3
B |  | 5-6MM THICK | 4.8 | M2
B |  | 1m2 | 0.20833 | bag
B |  | Per 1MM THICK layer | 24 | M2
B |  | 1m2 | 0.041667 | bag
B |  | Mixing
B |  | 1.7hrs labour per m3 of plaster
B |  | Mixer hire - same as tradesman, covers full day hire of machine
B |  | Delivery
B |  | Say project size of 50m2
B |  | 20 Bags of product, 1 bag = 1/20th of delivery charge | 0.05
I | T34.03.016 | Columns and beams | T34.03_Solid Plaster_Cement Plaster | m2
B |  | MATERIALS
B |  | PREPARATION/KEY COAT
B | PM_25CON_079 | CEMIX CEMSPLASH 25KG CSP025 | 1 | ea | =XGETRATE("SUP1",$A3,2) | 0.2 | =PRODUCT(C3*E3,F3) | =G3
B |  | Discount | =XGETVALUE("Discount 10%",3) | % | =SUBTOTAL(G3:G3) | 1 | =PRODUCT(C4*E4,F4) | =G4
B |  | Waste | =XGETVALUE("Waste 15%",3) | % | =SUBTOTAL(G3:G4) | 1 | =PRODUCT(C5*E5,F5) | =G5
B | Deliver2 | General Delivery charge medium | 0.05 | trip | =XGETRATE("PLT",$A6,2) | 0.2 | =PRODUCT(C6*E6,F6) | =G6
B |  | FIRST COAT, 6 x 1mm thick material
B | PM_25CON_082 | CEMIX CEMPLASTER 30KG CPL030 | 1 | ea | =XGETRATE("SUP1",$A8,2) | 0.20833 | =PRODUCT(C8*E8,F8) | =G8
B |  | Discount | =XGETVALUE("Discount 10%",3) | % | =SUBTOTAL(G8:G8) | 1 | =PRODUCT(C9*E9,F9) | =G9
B |  | Waste | =XGETVALUE("Waste 15%",3) | % | =SUBTOTAL(G8:G9) | 1 | =PRODUCT(C10*E10,F10) | =G10
B | Deliver2 | General Delivery charge medium | 0.05 | trip | =XGETRATE("PLT",$A11,2) | 0.20833 | =PRODUCT(C11*E11,F11) | =G11
B |  | SECOND COAT, 6 x 1mm thick material
B | PM_25CON_082 | CEMIX CEMPLASTER 30KG CPL030 | 1 | ea | =XGETRATE("SUP1",$A13,2) | 0.20833 | =PRODUCT(C13*E13,F13) | =G13
B |  | Discount | =XGETVALUE("Discount 10%",3) | % | =SUBTOTAL(G13:G13) | 1 | =PRODUCT(C14*E14,F14) | =G14
B |  | Waste | =XGETVALUE("Waste 15%",3) | % | =SUBTOTAL(G13:G14) | 1 | =PRODUCT(C15*E15,F15) | =G15
B | Deliver2 | General Delivery charge medium | 0.05 | trip | =XGETRATE("PLT",$A16,2) | 0.20833 | =PRODUCT(C16*E16,F16) | =G16
B |  | MIXING PLASTER
B | ConcMixer | Concrete Mixer 2 cu ft towable, petrol | 0.05625 | day | =XGETRATE("PLT",$A18,2) | 1 | =PRODUCT(C18*E18,F18) | =G18
B | SolidPLabourer | Solid Plasterer Labourer | 1.7 | hour | =XGETRATE("LAB1",$A19,2) | 0.013 | =PRODUCT(C19*E19,F19) | =G19
B |  | PLASTERING
B | SolidPlasterer | Solid Plasterer | 0.45 | hour | =XGETRATE("LAB1",$A21,2) | 1.4 | =PRODUCT(C21*E21,F21) | =G21
B | SolidPLabourer | Solid Plasterer Labourer | 0.2 | hour | =XGETRATE("LAB1",$A22,2) | 1.4 | =PRODUCT(C22*E22,F22) | =G22
B |  | Margin | =XGETVALUE("Builders margin",3) | % | =SUBTOTAL(G1:G22) | 1 | =PRODUCT(C23*E23,F23) | =G23
B |  | Thickness of plaster | 13
B |  | YIELD - Cemsplash
B |  | Under ideal conditions one 25kg bag will cover 5m2 approx
B |  | ??2MM THICK | 5 | M2
B |  | 1m2 | 0.2 | bag
B |  | YIELD - Cemplaster
B |  | Under ideal conditions one 30kg bag will cover 2.4m2 approx at 10mm - 12mm thickness.
B |  | 10-12MM THICK | 2.4 | M2
B |  | 1m2 | 0.41667 | bag
B |  | Volume yield | 0.024 | m3
B |  | 5-6MM THICK | 4.8 | M2
B |  | 1m2 | 0.20833 | bag
B |  | Per 1MM THICK layer | 24 | M2
B |  | 1m2 | 0.041667 | bag
B |  | Mixing
B |  | 1.7hrs labour per m3 of plaster
B |  | Mixer hire - same as tradesman, covers full day hire of machine
B |  | Delivery
B |  | Say project size of 50m2
B |  | 20 Bags of product, 1 bag = 1/20th of delivery charge | 0.05
I | T34.03.019 | Brick or concrete filling to openings | T34.03_Solid Plaster_Cement Plaster | m2
B |  | MATERIALS
B |  | PREPARATION/KEY COAT
B | PM_25CON_079 | CEMIX CEMSPLASH 25KG CSP025 | 1 | ea | =XGETRATE("SUP1",$A3,2) | 0.2 | =PRODUCT(C3*E3,F3) | =G3
B |  | Discount | =XGETVALUE("Discount 10%",3) | % | =SUBTOTAL(G3:G3) | 1 | =PRODUCT(C4*E4,F4) | =G4
B |  | Waste | =XGETVALUE("Waste 15%",3) | % | =SUBTOTAL(G3:G4) | 1 | =PRODUCT(C5*E5,F5) | =G5
B | Deliver2 | General Delivery charge medium | 0.05 | trip | =XGETRATE("PLT",$A6,2) | 0.2 | =PRODUCT(C6*E6,F6) | =G6
B |  | FIRST COAT, 6 x 1mm thick material
B | PM_25CON_082 | CEMIX CEMPLASTER 30KG CPL030 | 1 | ea | =XGETRATE("SUP1",$A8,2) | 0.20833 | =PRODUCT(C8*E8,F8) | =G8
B |  | Discount | =XGETVALUE("Discount 10%",3) | % | =SUBTOTAL(G8:G8) | 1 | =PRODUCT(C9*E9,F9) | =G9
B |  | Waste | =XGETVALUE("Waste 15%",3) | % | =SUBTOTAL(G8:G9) | 1 | =PRODUCT(C10*E10,F10) | =G10
B | Deliver2 | General Delivery charge medium | 0.05 | trip | =XGETRATE("PLT",$A11,2) | 0.20833 | =PRODUCT(C11*E11,F11) | =G11
B |  | SECOND COAT, 6 x 1mm thick material
B | PM_25CON_082 | CEMIX CEMPLASTER 30KG CPL030 | 1 | ea | =XGETRATE("SUP1",$A13,2) | 0.20833 | =PRODUCT(C13*E13,F13) | =G13
B |  | Discount | =XGETVALUE("Discount 10%",3) | % | =SUBTOTAL(G13:G13) | 1 | =PRODUCT(C14*E14,F14) | =G14
B |  | Waste | =XGETVALUE("Waste 15%",3) | % | =SUBTOTAL(G13:G14) | 1 | =PRODUCT(C15*E15,F15) | =G15
B | Deliver2 | General Delivery charge medium | 0.05 | trip | =XGETRATE("PLT",$A16,2) | 0.20833 | =PRODUCT(C16*E16,F16) | =G16
B |  | MIXING PLASTER
B | ConcMixer | Concrete Mixer 2 cu ft towable, petrol | 0.0875 | day | =XGETRATE("PLT",$A18,2) | 1 | =PRODUCT(C18*E18,F18) | =G18
B | SolidPLabourer | Solid Plasterer Labourer | 1.7 | hour | =XGETRATE("LAB1",$A19,2) | 0.013 | =PRODUCT(C19*E19,F19) | =G19
B |  | PLASTERING
B | SolidPlasterer | Solid Plasterer | 0.7 | hour | =XGETRATE("LAB1",$A21,2) | 1.3 | =PRODUCT(C21*E21,F21) | =G21
B | SolidPLabourer | Solid Plasterer Labourer | 0.35 | hour | =XGETRATE("LAB1",$A22,2) | 1.3 | =PRODUCT(C22*E22,F22) | =G22
B |  | Margin | =XGETVALUE("Builders margin",3) | % | =SUBTOTAL(G1:G22) | 1 | =PRODUCT(C23*E23,F23) | =G23
B |  | Thickness of plaster | 13
B |  | YIELD - Cemsplash
B |  | Under ideal conditions one 25kg bag will cover 5m2 approx
B |  | ??2MM THICK | 5 | M2
B |  | 1m2 | 0.2 | bag
B |  | YIELD - Cemplaster
B |  | Under ideal conditions one 30kg bag will cover 2.4m2 approx at 10mm - 12mm thickness.
B |  | 10-12MM THICK | 2.4 | M2
B |  | 1m2 | 0.41667 | bag
B |  | Volume yield | 0.024 | m3
B |  | 5-6MM THICK | 4.8 | M2
B |  | 1m2 | 0.20833 | bag
B |  | Per 1MM THICK layer | 24 | M2
B |  | 1m2 | 0.041667 | bag
B |  | Mixing
B |  | 1.7hrs labour per m3 of plaster
B |  | Mixer hire - same as tradesman, covers full day hire of machine
B |  | Delivery
B |  | Say project size of 50m2
B |  | 20 Bags of product, 1 bag = 1/20th of delivery charge | 0.05
I | T34.03.022 | <b>Add</b> extra for narrow widths | T34.03_Solid Plaster_Cement Plaster
I | T34.03.025 | Up to 150mm wide | T34.03_Solid Plaster_Cement Plaster | m
B |  | MATERIALS
B |  | PREPARATION/KEY COAT
B | PM_25CON_079 | CEMIX CEMSPLASH 25KG CSP025 | 0.15 | ea | =XGETRATE("SUP1",$A3,2) | 0.2 | =PRODUCT(C3*E3,F3) | =G3
B |  | Discount | =XGETVALUE("Discount 10%",3) | % | =SUBTOTAL(G3:G3) | 1 | =PRODUCT(C4*E4,F4) | =G4
B |  | Waste | =XGETVALUE("Waste 15%",3) | % | =SUBTOTAL(G3:G4) | 1 | =PRODUCT(C5*E5,F5) | =G5
B | Deliver2 | General Delivery charge medium | 0.05 | trip | =XGETRATE("PLT",$A6,2) | 0.2 | =PRODUCT(C6*E6,F6) | =G6
B |  | FIRST COAT, 6 x 1mm thick material
B | PM_25CON_082 | CEMIX CEMPLASTER 30KG CPL030 | 0.15 | ea | =XGETRATE("SUP1",$A8,2) | 0.20833 | =PRODUCT(C8*E8,F8) | =G8
B |  | Discount | =XGETVALUE("Discount 10%",3) | % | =SUBTOTAL(G8:G8) | 1 | =PRODUCT(C9*E9,F9) | =G9
B |  | Waste | =XGETVALUE("Waste 15%",3) | % | =SUBTOTAL(G8:G9) | 1 | =PRODUCT(C10*E10,F10) | =G10
B | Deliver2 | General Delivery charge medium | 0.05 | trip | =XGETRATE("PLT",$A11,2) | 0.20833 | =PRODUCT(C11*E11,F11) | =G11
B |  | SECOND COAT, 6 x 1mm thick material
B | PM_25CON_082 | CEMIX CEMPLASTER 30KG CPL030 | 0.15 | ea | =XGETRATE("SUP1",$A13,2) | 0.20833 | =PRODUCT(C13*E13,F13) | =G13
B |  | Discount | =XGETVALUE("Discount 10%",3) | % | =SUBTOTAL(G13:G13) | 1 | =PRODUCT(C14*E14,F14) | =G14
B |  | Waste | =XGETVALUE("Waste 15%",3) | % | =SUBTOTAL(G13:G14) | 1 | =PRODUCT(C15*E15,F15) | =G15
B | Deliver2 | General Delivery charge medium | 0.05 | trip | =XGETRATE("PLT",$A16,2) | 0.20833 | =PRODUCT(C16*E16,F16) | =G16
B |  | MIXING PLASTER
B | ConcMixer | Concrete Mixer 2 cu ft towable, petrol | 0.0375 | day | =XGETRATE("PLT",$A18,2) | 1 | =PRODUCT(C18*E18,F18) | =G18
B | SolidPLabourer | Solid Plasterer Labourer | 1.7 | hour | =XGETRATE("LAB1",$A19,2) | 0.00195 | =PRODUCT(C19*E19,F19) | =G19
B |  | PLASTERING
B | SolidPlasterer | Solid Plasterer | 0.3 | hour | =XGETRATE("LAB1",$A21,2) | 1 | =PRODUCT(C21*E21,F21) | =G21
B | SolidPLabourer | Solid Plasterer Labourer | 0.1 | hour | =XGETRATE("LAB1",$A22,2) | 1 | =PRODUCT(C22*E22,F22) | =G22
B |  | Margin | =XGETVALUE("Builders margin",3) | % | =SUBTOTAL(G1:G22) | 1 | =PRODUCT(C23*E23,F23) | =G23
B |  | Thickness of plaster | 13
B |  | YIELD - Cemsplash
B |  | Under ideal conditions one 25kg bag will cover 5m2 approx
B |  | ??2MM THICK | 5 | M2
B |  | 1m2 | 0.2 | bag
B |  | YIELD - Cemplaster
B |  | Under ideal conditions one 30kg bag will cover 2.4m2 approx at 10mm - 12mm thickness.
B |  | 10-12MM THICK | 2.4 | M2
B |  | 1m2 | 0.41667 | bag
B |  | Volume yield | 0.024 | m3
B |  | 5-6MM THICK | 4.8 | M2
B |  | 1m2 | 0.20833 | bag
B |  | Per 1MM THICK layer | 24 | M2
B |  | 1m2 | 0.041667 | bag
B |  | Mixing
B |  | 1.7hrs labour per m3 of plaster
B |  | Mixer hire - same as tradesman, covers full day hire of machine
B |  | Delivery
B |  | Say project size of 50m2
B |  | 20 Bags of product, 1 bag = 1/20th of delivery charge | 0.05
I | T34.03.028 | 150mm–300mm wide | T34.03_Solid Plaster_Cement Plaster | m
B |  | MATERIALS
B |  | PREPARATION/KEY COAT
B | PM_25CON_079 | CEMIX CEMSPLASH 25KG CSP025 | 0.15 | ea | =XGETRATE("SUP1",$A3,2) | 0.2 | =PRODUCT(C3*E3,F3) | =G3
B |  | Discount | =XGETVALUE("Discount 10%",3) | % | =SUBTOTAL(G3:G3) | 1 | =PRODUCT(C4*E4,F4) | =G4
B |  | Waste | =XGETVALUE("Waste 15%",3) | % | =SUBTOTAL(G3:G4) | 1 | =PRODUCT(C5*E5,F5) | =G5
B | Deliver2 | General Delivery charge medium | 0.05 | trip | =XGETRATE("PLT",$A6,2) | 0.2 | =PRODUCT(C6*E6,F6) | =G6
B |  | FIRST COAT, 6 x 1mm thick material
B | PM_25CON_082 | CEMIX CEMPLASTER 30KG CPL030 | 0.15 | ea | =XGETRATE("SUP1",$A8,2) | 0.20833 | =PRODUCT(C8*E8,F8) | =G8
B |  | Discount | =XGETVALUE("Discount 10%",3) | % | =SUBTOTAL(G8:G8) | 1 | =PRODUCT(C9*E9,F9) | =G9
B |  | Waste | =XGETVALUE("Waste 15%",3) | % | =SUBTOTAL(G8:G9) | 1 | =PRODUCT(C10*E10,F10) | =G10
B | Deliver2 | General Delivery charge medium | 0.05 | trip | =XGETRATE("PLT",$A11,2) | 0.20833 | =PRODUCT(C11*E11,F11) | =G11
B |  | SECOND COAT, 6 x 1mm thick material
B | PM_25CON_082 | CEMIX CEMPLASTER 30KG CPL030 | 0.15 | ea | =XGETRATE("SUP1",$A13,2) | 0.20833 | =PRODUCT(C13*E13,F13) | =G13
B |  | Discount | =XGETVALUE("Discount 10%",3) | % | =SUBTOTAL(G13:G13) | 1 | =PRODUCT(C14*E14,F14) | =G14
B |  | Waste | =XGETVALUE("Waste 15%",3) | % | =SUBTOTAL(G13:G14) | 1 | =PRODUCT(C15*E15,F15) | =G15
B | Deliver2 | General Delivery charge medium | 0.05 | trip | =XGETRATE("PLT",$A16,2) | 0.20833 | =PRODUCT(C16*E16,F16) | =G16
B |  | MIXING PLASTER
B | ConcMixer | Concrete Mixer 2 cu ft towable, petrol | 0.04375 | day | =XGETRATE("PLT",$A18,2) | 1 | =PRODUCT(C18*E18,F18) | =G18
B | SolidPLabourer | Solid Plasterer Labourer | 1.7 | hour | =XGETRATE("LAB1",$A19,2) | 0.00195 | =PRODUCT(C19*E19,F19) | =G19
B |  | PLASTERING
B | SolidPlasterer | Solid Plasterer | 0.35 | hour | =XGETRATE("LAB1",$A21,2) | 1 | =PRODUCT(C21*E21,F21) | =G21
B | SolidPLabourer | Solid Plasterer Labourer | 0.1 | hour | =XGETRATE("LAB1",$A22,2) | 1 | =PRODUCT(C22*E22,F22) | =G22
B |  | Margin | =XGETVALUE("Builders margin",3) | % | =SUBTOTAL(G1:G22) | 1 | =PRODUCT(C23*E23,F23) | =G23
B |  | Thickness of plaster | 13
B |  | YIELD - Cemsplash
B |  | Under ideal conditions one 25kg bag will cover 5m2 approx
B |  | ??2MM THICK | 5 | M2
B |  | 1m2 | 0.2 | bag
B |  | YIELD - Cemplaster
B |  | Under ideal conditions one 30kg bag will cover 2.4m2 approx at 10mm - 12mm thickness.
B |  | 10-12MM THICK | 2.4 | M2
B |  | 1m2 | 0.41667 | bag
B |  | Volume yield | 0.024 | m3
B |  | 5-6MM THICK | 4.8 | M2
B |  | 1m2 | 0.20833 | bag
B |  | Per 1MM THICK layer | 24 | M2
B |  | 1m2 | 0.041667 | bag
B |  | Mixing
B |  | 1.7hrs labour per m3 of plaster
B |  | Mixer hire - same as tradesman, covers full day hire of machine
B |  | Delivery
B |  | Say project size of 50m2
B |  | 20 Bags of product, 1 bag = 1/20th of delivery charge | 0.05
I | T34.03.031 | <b>Cement Plaster,</b> 15mm thick, wood float or sponge finish in 2 coats to brick, concrete masonry or concrete | T34.03_Solid Plaster_Cement Plaster
I | T34.03.034 | Walls | T34.03_Solid Plaster_Cement Plaster | m2
B |  | MATERIALS
B |  | PREPARATION/KEY COAT
B | PM_25CON_079 | CEMIX CEMSPLASH 25KG CSP025 | 1 | ea | =XGETRATE("SUP1",$A3,2) | 0.2 | =PRODUCT(C3*E3,F3) | =G3
B |  | Discount | =XGETVALUE("Discount 10%",3) | % | =SUBTOTAL(G3:G3) | 1 | =PRODUCT(C4*E4,F4) | =G4
B |  | Waste | =XGETVALUE("Waste 15%",3) | % | =SUBTOTAL(G3:G4) | 1 | =PRODUCT(C5*E5,F5) | =G5
B | Deliver2 | General Delivery charge medium | 0.05 | trip | =XGETRATE("PLT",$A6,2) | 0.2 | =PRODUCT(C6*E6,F6) | =G6
B |  | FIRST COAT, 7 x 1mm thick material
B | PM_25CON_082 | CEMIX CEMPLASTER 30KG CPL030 | 1.1667 | ea | =XGETRATE("SUP1",$A8,2) | 0.20833 | =PRODUCT(C8*E8,F8) | =G8
B |  | Discount | =XGETVALUE("Discount 10%",3) | % | =SUBTOTAL(G8:G8) | 1 | =PRODUCT(C9*E9,F9) | =G9
B |  | Waste | =XGETVALUE("Waste 15%",3) | % | =SUBTOTAL(G8:G9) | 1 | =PRODUCT(C10*E10,F10) | =G10
B | Deliver2 | General Delivery charge medium | 0.05 | trip | =XGETRATE("PLT",$A11,2) | 0.20833 | =PRODUCT(C11*E11,F11) | =G11
B |  | SECOND COAT, 7 x 1mm thick material
B | PM_25CON_082 | CEMIX CEMPLASTER 30KG CPL030 | 1.1667 | ea | =XGETRATE("SUP1",$A13,2) | 0.20833 | =PRODUCT(C13*E13,F13) | =G13
B |  | Discount | =XGETVALUE("Discount 10%",3) | % | =SUBTOTAL(G13:G13) | 1 | =PRODUCT(C14*E14,F14) | =G14
B |  | Waste | =XGETVALUE("Waste 15%",3) | % | =SUBTOTAL(G13:G14) | 1 | =PRODUCT(C15*E15,F15) | =G15
B | Deliver2 | General Delivery charge medium | 0.05 | trip | =XGETRATE("PLT",$A16,2) | 0.20833 | =PRODUCT(C16*E16,F16) | =G16
B |  | MIXING PLASTER
B | ConcMixer | Concrete Mixer 2 cu ft towable, petrol | 0.075 | day | =XGETRATE("PLT",$A18,2) | 1 | =PRODUCT(C18*E18,F18) | =G18
B | SolidPLabourer | Solid Plasterer Labourer | 1.7 | hour | =XGETRATE("LAB1",$A19,2) | 0.015167 | =PRODUCT(C19*E19,F19) | =G19
B |  | PLASTERING
B | SolidPlasterer | Solid Plasterer | 0.6 | hour | =XGETRATE("LAB1",$A21,2) | 1 | =PRODUCT(C21*E21,F21) | =G21
B | SolidPLabourer | Solid Plasterer Labourer | 0.3 | hour | =XGETRATE("LAB1",$A22,2) | 1 | =PRODUCT(C22*E22,F22) | =G22
B |  | Margin | =XGETVALUE("Builders margin",3) | % | =SUBTOTAL(G1:G22) | 1 | =PRODUCT(C23*E23,F23) | =G23
B |  | Thickness of plaster | 13
B |  | YIELD - Cemsplash
B |  | Under ideal conditions one 25kg bag will cover 5m2 approx
B |  | ??2MM THICK | 5 | M2
B |  | 1m2 | 0.2 | bag
B |  | YIELD - Cemplaster
B |  | Under ideal conditions one 30kg bag will cover 2.4m2 approx at 10mm - 12mm thickness.
B |  | 10-12MM THICK | 2.4 | M2
B |  | 1m2 | 0.41667 | bag
B |  | Volume yield | 0.024 | m3
B |  | 5-6MM THICK | 4.8 | M2
B |  | 1m2 | 0.20833 | bag
B |  | 4MM THICK | 7.2 | M2
B |  | 1m2 | 0.13889 | bag
B |  | Per 1MM THICK layer | 24 | M2
B |  | 1m2 | 0.041667 | bag
B |  | Mixing
B |  | 1.7hrs labour per m3 of plaster
B |  | Mixer hire - same as tradesman, covers full day hire of machine
B |  | Delivery
B |  | Say project size of 50m2
B |  | 20 Bags of product, 1 bag = 1/20th of delivery charge | 0.05
I | T34.03.037 | Columns and beams | T34.03_Solid Plaster_Cement Plaster | m2
B |  | MATERIALS
B |  | PREPARATION/KEY COAT
B | PM_25CON_079 | CEMIX CEMSPLASH 25KG CSP025 | 1 | ea | =XGETRATE("SUP1",$A3,2) | 0.2 | =PRODUCT(C3*E3,F3) | =G3
B |  | Discount | =XGETVALUE("Discount 10%",3) | % | =SUBTOTAL(G3:G3) | 1 | =PRODUCT(C4*E4,F4) | =G4
B |  | Waste | =XGETVALUE("Waste 15%",3) | % | =SUBTOTAL(G3:G4) | 1 | =PRODUCT(C5*E5,F5) | =G5
B | Deliver2 | General Delivery charge medium | 0.05 | trip | =XGETRATE("PLT",$A6,2) | 0.2 | =PRODUCT(C6*E6,F6) | =G6
B |  | FIRST COAT, 7 x 1mm thick material
B | PM_25CON_082 | CEMIX CEMPLASTER 30KG CPL030 | 1.1667 | ea | =XGETRATE("SUP1",$A8,2) | 0.20833 | =PRODUCT(C8*E8,F8) | =G8
B |  | Discount | =XGETVALUE("Discount 10%",3) | % | =SUBTOTAL(G8:G8) | 1 | =PRODUCT(C9*E9,F9) | =G9
B |  | Waste | =XGETVALUE("Waste 15%",3) | % | =SUBTOTAL(G8:G9) | 1 | =PRODUCT(C10*E10,F10) | =G10
B | Deliver2 | General Delivery charge medium | 0.05 | trip | =XGETRATE("PLT",$A11,2) | 0.20833 | =PRODUCT(C11*E11,F11) | =G11
B |  | SECOND COAT, 7 x 1mm thick material
B | PM_25CON_082 | CEMIX CEMPLASTER 30KG CPL030 | 1.1667 | ea | =XGETRATE("SUP1",$A13,2) | 0.20833 | =PRODUCT(C13*E13,F13) | =G13
B |  | Discount | =XGETVALUE("Discount 10%",3) | % | =SUBTOTAL(G13:G13) | 1 | =PRODUCT(C14*E14,F14) | =G14
B |  | Waste | =XGETVALUE("Waste 15%",3) | % | =SUBTOTAL(G13:G14) | 1 | =PRODUCT(C15*E15,F15) | =G15
B | Deliver2 | General Delivery charge medium | 0.05 | trip | =XGETRATE("PLT",$A16,2) | 0.20833 | =PRODUCT(C16*E16,F16) | =G16
B |  | MIXING PLASTER
B | ConcMixer | Concrete Mixer 2 cu ft towable, petrol | 0.075 | day | =XGETRATE("PLT",$A18,2) | 1 | =PRODUCT(C18*E18,F18) | =G18
B | SolidPLabourer | Solid Plasterer Labourer | 1.7 | hour | =XGETRATE("LAB1",$A19,2) | 0.015167 | =PRODUCT(C19*E19,F19) | =G19
B |  | PLASTERING
B | SolidPlasterer | Solid Plasterer | 0.6 | hour | =XGETRATE("LAB1",$A21,2) | 1.2 | =PRODUCT(C21*E21,F21) | =G21
B | SolidPLabourer | Solid Plasterer Labourer | 0.3 | hour | =XGETRATE("LAB1",$A22,2) | 1.2 | =PRODUCT(C22*E22,F22) | =G22
B |  | Margin | =XGETVALUE("Builders margin",3) | % | =SUBTOTAL(G1:G22) | 1 | =PRODUCT(C23*E23,F23) | =G23
B |  | Thickness of plaster | 13
B |  | YIELD - Cemsplash
B |  | Under ideal conditions one 25kg bag will cover 5m2 approx
B |  | ??2MM THICK | 5 | M2
B |  | 1m2 | 0.2 | bag
B |  | YIELD - Cemplaster
B |  | Under ideal conditions one 30kg bag will cover 2.4m2 approx at 10mm - 12mm thickness.
B |  | 10-12MM THICK | 2.4 | M2
B |  | 1m2 | 0.41667 | bag
B |  | Volume yield | 0.024 | m3
B |  | 5-6MM THICK | 4.8 | M2
B |  | 1m2 | 0.20833 | bag
B |  | 4MM THICK | 7.2 | M2
B |  | 1m2 | 0.13889 | bag
B |  | Per 1MM THICK layer | 24 | M2
B |  | 1m2 | 0.041667 | bag
B |  | Mixing
B |  | 1.7hrs labour per m3 of plaster
B |  | Mixer hire - same as tradesman, covers full day hire of machine
B |  | Delivery
B |  | Say project size of 50m2
B |  | 20 Bags of product, 1 bag = 1/20th of delivery charge | 0.05
I | T34.03.040 | Brick or concrete filling to openings | T34.03_Solid Plaster_Cement Plaster | m2
B |  | MATERIALS
B |  | PREPARATION/KEY COAT
B | PM_25CON_079 | CEMIX CEMSPLASH 25KG CSP025 | 1 | ea | =XGETRATE("SUP1",$A3,2) | 0.2 | =PRODUCT(C3*E3,F3) | =G3
B |  | Discount | =XGETVALUE("Discount 10%",3) | % | =SUBTOTAL(G3:G3) | 1 | =PRODUCT(C4*E4,F4) | =G4
B |  | Waste | =XGETVALUE("Waste 15%",3) | % | =SUBTOTAL(G3:G4) | 1 | =PRODUCT(C5*E5,F5) | =G5
B | Deliver2 | General Delivery charge medium | 0.05 | trip | =XGETRATE("PLT",$A6,2) | 0.2 | =PRODUCT(C6*E6,F6) | =G6
B |  | FIRST COAT, 7 x 1mm thick material
B | PM_25CON_082 | CEMIX CEMPLASTER 30KG CPL030 | 1.1667 | ea | =XGETRATE("SUP1",$A8,2) | 0.20833 | =PRODUCT(C8*E8,F8) | =G8
B |  | Discount | =XGETVALUE("Discount 10%",3) | % | =SUBTOTAL(G8:G8) | 1 | =PRODUCT(C9*E9,F9) | =G9
B |  | Waste | =XGETVALUE("Waste 15%",3) | % | =SUBTOTAL(G8:G9) | 1 | =PRODUCT(C10*E10,F10) | =G10
B | Deliver2 | General Delivery charge medium | 0.05 | trip | =XGETRATE("PLT",$A11,2) | 0.20833 | =PRODUCT(C11*E11,F11) | =G11
B |  | SECOND COAT, 7 x 1mm thick material
B | PM_25CON_082 | CEMIX CEMPLASTER 30KG CPL030 | 1.1667 | ea | =XGETRATE("SUP1",$A13,2) | 0.20833 | =PRODUCT(C13*E13,F13) | =G13
B |  | Discount | =XGETVALUE("Discount 10%",3) | % | =SUBTOTAL(G13:G13) | 1 | =PRODUCT(C14*E14,F14) | =G14
B |  | Waste | =XGETVALUE("Waste 15%",3) | % | =SUBTOTAL(G13:G14) | 1 | =PRODUCT(C15*E15,F15) | =G15
B | Deliver2 | General Delivery charge medium | 0.05 | trip | =XGETRATE("PLT",$A16,2) | 0.20833 | =PRODUCT(C16*E16,F16) | =G16
B |  | MIXING PLASTER
B | ConcMixer | Concrete Mixer 2 cu ft towable, petrol | 0.0875 | day | =XGETRATE("PLT",$A18,2) | 1 | =PRODUCT(C18*E18,F18) | =G18
B | SolidPLabourer | Solid Plasterer Labourer | 1.7 | hour | =XGETRATE("LAB1",$A19,2) | 0.015167 | =PRODUCT(C19*E19,F19) | =G19
B |  | PLASTERING
B | SolidPlasterer | Solid Plasterer | 0.7 | hour | =XGETRATE("LAB1",$A21,2) | 1.3 | =PRODUCT(C21*E21,F21) | =G21
B | SolidPLabourer | Solid Plasterer Labourer | 0.35 | hour | =XGETRATE("LAB1",$A22,2) | 1.3 | =PRODUCT(C22*E22,F22) | =G22
B |  | Margin | =XGETVALUE("Builders margin",3) | % | =SUBTOTAL(G1:G22) | 1 | =PRODUCT(C23*E23,F23) | =G23
B |  | Thickness of plaster | 13
B |  | YIELD - Cemsplash
B |  | Under ideal conditions one 25kg bag will cover 5m2 approx
B |  | ??2MM THICK | 5 | M2
B |  | 1m2 | 0.2 | bag
B |  | YIELD - Cemplaster
B |  | Under ideal conditions one 30kg bag will cover 2.4m2 approx at 10mm - 12mm thickness.
B |  | 10-12MM THICK | 2.4 | M2
B |  | 1m2 | 0.41667 | bag
B |  | Volume yield | 0.024 | m3
B |  | 5-6MM THICK | 4.8 | M2
B |  | 1m2 | 0.20833 | bag
B |  | 4MM THICK | 7.2 | M2
B |  | 1m2 | 0.13889 | bag
B |  | Per 1MM THICK layer | 24 | M2
B |  | 1m2 | 0.041667 | bag
B |  | Mixing
B |  | 1.7hrs labour per m3 of plaster
B |  | Mixer hire - same as tradesman, covers full day hire of machine
B |  | Delivery
B |  | Say project size of 50m2
B |  | 20 Bags of product, 1 bag = 1/20th of delivery charge | 0.05
I | T34.03.043 | <b>Add</b> extra for narrow widths | T34.03_Solid Plaster_Cement Plaster
I | T34.03.046 | Up to 150mm wide | T34.03_Solid Plaster_Cement Plaster | m
B |  | MATERIALS
B |  | PREPARATION/KEY COAT
B | PM_25CON_079 | CEMIX CEMSPLASH 25KG CSP025 | 0.15 | ea | =XGETRATE("SUP1",$A3,2) | 0.2 | =PRODUCT(C3*E3,F3) | =G3
B |  | Discount | =XGETVALUE("Discount 10%",3) | % | =SUBTOTAL(G3:G3) | 1 | =PRODUCT(C4*E4,F4) | =G4
B |  | Waste | =XGETVALUE("Waste 15%",3) | % | =SUBTOTAL(G3:G4) | 1 | =PRODUCT(C5*E5,F5) | =G5
B | Deliver2 | General Delivery charge medium | 0.05 | trip | =XGETRATE("PLT",$A6,2) | 0.2 | =PRODUCT(C6*E6,F6) | =G6
B |  | FIRST COAT, 7 x 1mm thick material
B | PM_25CON_082 | CEMIX CEMPLASTER 30KG CPL030 | 0.175 | ea | =XGETRATE("SUP1",$A8,2) | 0.20833 | =PRODUCT(C8*E8,F8) | =G8
B |  | Discount | =XGETVALUE("Discount 10%",3) | % | =SUBTOTAL(G8:G8) | 1 | =PRODUCT(C9*E9,F9) | =G9
B |  | Waste | =XGETVALUE("Waste 15%",3) | % | =SUBTOTAL(G8:G9) | 1 | =PRODUCT(C10*E10,F10) | =G10
B | Deliver2 | General Delivery charge medium | 0.05 | trip | =XGETRATE("PLT",$A11,2) | 0.20833 | =PRODUCT(C11*E11,F11) | =G11
B |  | SECOND COAT, 7 x 1mm thick material
B | PM_25CON_082 | CEMIX CEMPLASTER 30KG CPL030 | 0.175 | ea | =XGETRATE("SUP1",$A13,2) | 0.20833 | =PRODUCT(C13*E13,F13) | =G13
B |  | Discount | =XGETVALUE("Discount 10%",3) | % | =SUBTOTAL(G13:G13) | 1 | =PRODUCT(C14*E14,F14) | =G14
B |  | Waste | =XGETVALUE("Waste 15%",3) | % | =SUBTOTAL(G13:G14) | 1 | =PRODUCT(C15*E15,F15) | =G15
B | Deliver2 | General Delivery charge medium | 0.05 | trip | =XGETRATE("PLT",$A16,2) | 0.20833 | =PRODUCT(C16*E16,F16) | =G16
B |  | MIXING PLASTER
B | ConcMixer | Concrete Mixer 2 cu ft towable, petrol | 0.0375 | day | =XGETRATE("PLT",$A18,2) | 1 | =PRODUCT(C18*E18,F18) | =G18
B | SolidPLabourer | Solid Plasterer Labourer | 1.7 | hour | =XGETRATE("LAB1",$A19,2) | 0.002275 | =PRODUCT(C19*E19,F19) | =G19
B |  | PLASTERING
B | SolidPlasterer | Solid Plasterer | 0.3 | hour | =XGETRATE("LAB1",$A21,2) | 1 | =PRODUCT(C21*E21,F21) | =G21
B | SolidPLabourer | Solid Plasterer Labourer | 0.1 | hour | =XGETRATE("LAB1",$A22,2) | 1 | =PRODUCT(C22*E22,F22) | =G22
B |  | Margin | =XGETVALUE("Builders margin",3) | % | =SUBTOTAL(G1:G22) | 1 | =PRODUCT(C23*E23,F23) | =G23
B |  | Width of narrow width | 0.15
B |  | Thickness of plaster | 13
B |  | YIELD - Cemsplash
B |  | Under ideal conditions one 25kg bag will cover 5m2 approx
B |  | ??2MM THICK | 5 | M2
B |  | 1m2 | 0.2 | bag
B |  | YIELD - Cemplaster
B |  | Under ideal conditions one 30kg bag will cover 2.4m2 approx at 10mm - 12mm thickness.
B |  | 10-12MM THICK | 2.4 | M2
B |  | 1m2 | 0.41667 | bag
B |  | Volume yield | 0.024 | m3
B |  | 5-6MM THICK | 4.8 | M2
B |  | 1m2 | 0.20833 | bag
B |  | 4MM THICK | 7.2 | M2
B |  | 1m2 | 0.13889 | bag
B |  | Per 1MM THICK layer | 24 | M2
B |  | 1m2 | 0.041667 | bag
B |  | Mixing
B |  | 1.7hrs labour per m3 of plaster
B |  | Mixer hire - same as tradesman, covers full day hire of machine
B |  | Delivery
B |  | Say project size of 50m2
B |  | 20 Bags of product, 1 bag = 1/20th of delivery charge | 0.05
I | T34.03.049 | 150mm–300mm wide | T34.03_Solid Plaster_Cement Plaster | m
B |  | MATERIALS
B |  | PREPARATION/KEY COAT
B | PM_25CON_079 | CEMIX CEMSPLASH 25KG CSP025 | 0.15 | ea | =XGETRATE("SUP1",$A3,2) | 0.2 | =PRODUCT(C3*E3,F3) | =G3
B |  | Discount | =XGETVALUE("Discount 10%",3) | % | =SUBTOTAL(G3:G3) | 1 | =PRODUCT(C4*E4,F4) | =G4
B |  | Waste | =XGETVALUE("Waste 15%",3) | % | =SUBTOTAL(G3:G4) | 1 | =PRODUCT(C5*E5,F5) | =G5
B | Deliver2 | General Delivery charge medium | 0.05 | trip | =XGETRATE("PLT",$A6,2) | 0.2 | =PRODUCT(C6*E6,F6) | =G6
B |  | FIRST COAT, 7 x 1mm thick material
B | PM_25CON_082 | CEMIX CEMPLASTER 30KG CPL030 | 0.35 | ea | =XGETRATE("SUP1",$A8,2) | 0.20833 | =PRODUCT(C8*E8,F8) | =G8
B |  | Discount | =XGETVALUE("Discount 10%",3) | % | =SUBTOTAL(G8:G8) | 1 | =PRODUCT(C9*E9,F9) | =G9
B |  | Waste | =XGETVALUE("Waste 15%",3) | % | =SUBTOTAL(G8:G9) | 1 | =PRODUCT(C10*E10,F10) | =G10
B | Deliver2 | General Delivery charge medium | 0.05 | trip | =XGETRATE("PLT",$A11,2) | 0.20833 | =PRODUCT(C11*E11,F11) | =G11
B |  | SECOND COAT, 7 x 1mm thick material
B | PM_25CON_082 | CEMIX CEMPLASTER 30KG CPL030 | 0.35 | ea | =XGETRATE("SUP1",$A13,2) | 0.20833 | =PRODUCT(C13*E13,F13) | =G13
B |  | Discount | =XGETVALUE("Discount 10%",3) | % | =SUBTOTAL(G13:G13) | 1 | =PRODUCT(C14*E14,F14) | =G14
B |  | Waste | =XGETVALUE("Waste 15%",3) | % | =SUBTOTAL(G13:G14) | 1 | =PRODUCT(C15*E15,F15) | =G15
B | Deliver2 | General Delivery charge medium | 0.05 | trip | =XGETRATE("PLT",$A16,2) | 0.20833 | =PRODUCT(C16*E16,F16) | =G16
B |  | MIXING PLASTER
B | ConcMixer | Concrete Mixer 2 cu ft towable, petrol | 0.0375 | day | =XGETRATE("PLT",$A18,2) | 1 | =PRODUCT(C18*E18,F18) | =G18
B | SolidPLabourer | Solid Plasterer Labourer | 1.7 | hour | =XGETRATE("LAB1",$A19,2) | 0.00455 | =PRODUCT(C19*E19,F19) | =G19
B |  | PLASTERING
B | SolidPlasterer | Solid Plasterer | 0.3 | hour | =XGETRATE("LAB1",$A21,2) | 1 | =PRODUCT(C21*E21,F21) | =G21
B | SolidPLabourer | Solid Plasterer Labourer | 0.1 | hour | =XGETRATE("LAB1",$A22,2) | 1 | =PRODUCT(C22*E22,F22) | =G22
B |  | Margin | =XGETVALUE("Builders margin",3) | % | =SUBTOTAL(G1:G22) | 1 | =PRODUCT(C23*E23,F23) | =G23
B |  | Width of narrow width | 0.3
B |  | Thickness of plaster | 13
B |  | YIELD - Cemsplash
B |  | Under ideal conditions one 25kg bag will cover 5m2 approx
B |  | ??2MM THICK | 5 | M2
B |  | 1m2 | 0.2 | bag
B |  | YIELD - Cemplaster
B |  | Under ideal conditions one 30kg bag will cover 2.4m2 approx at 10mm - 12mm thickness.
B |  | 10-12MM THICK | 2.4 | M2
B |  | 1m2 | 0.41667 | bag
B |  | Volume yield | 0.024 | m3
B |  | 5-6MM THICK | 4.8 | M2
B |  | 1m2 | 0.20833 | bag
B |  | 4MM THICK | 7.2 | M2
B |  | 1m2 | 0.13889 | bag
B |  | Per 1MM THICK layer | 24 | M2
B |  | 1m2 | 0.041667 | bag
B |  | Mixing
B |  | 1.7hrs labour per m3 of plaster
B |  | Mixer hire - same as tradesman, covers full day hire of machine
B |  | Delivery
B |  | Say project size of 50m2
B |  | 20 Bags of product, 1 bag = 1/20th of delivery charge | 0.05
I | T34.03.052 | <b>Cement Plaster,</b> 15mm thick, wood float or sponge finish in 3 coats to brick, concrete masonry or concrete | T34.03_Solid Plaster_Cement Plaster
I | T34.03.055 | Walls | T34.03_Solid Plaster_Cement Plaster | m2
B |  | MATERIALS
B |  | PREPARATION/KEY COAT
B | PM_25CON_079 | CEMIX CEMSPLASH 25KG CSP025 | 1 | ea | =XGETRATE("SUP1",$A3,2) | 0.2 | =PRODUCT(C3*E3,F3) | =G3
B |  | Discount | =XGETVALUE("Discount 10%",3) | % | =SUBTOTAL(G3:G3) | 1 | =PRODUCT(C4*E4,F4) | =G4
B |  | Waste | =XGETVALUE("Waste 15%",3) | % | =SUBTOTAL(G3:G4) | 1 | =PRODUCT(C5*E5,F5) | =G5
B | Deliver2 | General Delivery charge medium | 0.05 | trip | =XGETRATE("PLT",$A6,2) | 0.2 | =PRODUCT(C6*E6,F6) | =G6
B |  | FIRST COAT, 6 x 1mm thick material
B | PM_25CON_082 | CEMIX CEMPLASTER 30KG CPL030 | 1 | ea | =XGETRATE("SUP1",$A8,2) | 0.20833 | =PRODUCT(C8*E8,F8) | =G8
B |  | Discount | =XGETVALUE("Discount 10%",3) | % | =SUBTOTAL(G8:G8) | 1 | =PRODUCT(C9*E9,F9) | =G9
B |  | Waste | =XGETVALUE("Waste 15%",3) | % | =SUBTOTAL(G8:G9) | 1 | =PRODUCT(C10*E10,F10) | =G10
B | Deliver2 | General Delivery charge medium | 0.05 | trip | =XGETRATE("PLT",$A11,2) | 0.20833 | =PRODUCT(C11*E11,F11) | =G11
B |  | SECOND COAT, 4 x 1mm thick material
B | PM_25CON_082 | CEMIX CEMPLASTER 30KG CPL030 | 1 | ea | =XGETRATE("SUP1",$A13,2) | 0.13889 | =PRODUCT(C13*E13,F13) | =G13
B |  | Discount | =XGETVALUE("Discount 10%",3) | % | =SUBTOTAL(G13:G13) | 1 | =PRODUCT(C14*E14,F14) | =G14
B |  | Waste | =XGETVALUE("Waste 15%",3) | % | =SUBTOTAL(G13:G14) | 1 | =PRODUCT(C15*E15,F15) | =G15
B | Deliver2 | General Delivery charge medium | 0.05 | trip | =XGETRATE("PLT",$A16,2) | 0.20833 | =PRODUCT(C16*E16,F16) | =G16
B |  | THIRD COAT, 4 x 1mm thick material
B | PM_25CON_082 | CEMIX CEMPLASTER 30KG CPL030 | 1 | ea | =XGETRATE("SUP1",$A18,2) | 0.13889 | =PRODUCT(C18*E18,F18) | =G18
B |  | Discount | =XGETVALUE("Discount 10%",3) | % | =SUBTOTAL(G18:G18) | 1 | =PRODUCT(C19*E19,F19) | =G19
B |  | Waste | =XGETVALUE("Waste 15%",3) | % | =SUBTOTAL(G18:G19) | 1 | =PRODUCT(C20*E20,F20) | =G20
B | Deliver2 | General Delivery charge medium | 0.05 | trip | =XGETRATE("PLT",$A21,2) | 0.20833 | =PRODUCT(C21*E21,F21) | =G21
B |  | MIXING PLASTER
B | ConcMixer | Concrete Mixer 2 cu ft towable, petrol | 0.0875 | day | =XGETRATE("PLT",$A23,2) | 1 | =PRODUCT(C23*E23,F23) | =G23
B | SolidPLabourer | Solid Plasterer Labourer | 1.7 | hour | =XGETRATE("LAB1",$A24,2) | 0.013 | =PRODUCT(C24*E24,F24) | =G24
B |  | PLASTERING
B | SolidPlasterer | Solid Plasterer | 0.7 | hour | =XGETRATE("LAB1",$A26,2) | 1 | =PRODUCT(C26*E26,F26) | =G26
B | SolidPLabourer | Solid Plasterer Labourer | 0.35 | hour | =XGETRATE("LAB1",$A27,2) | 1 | =PRODUCT(C27*E27,F27) | =G27
B |  | Margin | =XGETVALUE("Builders margin",3) | % | =SUBTOTAL(G1:G27) | 1 | =PRODUCT(C28*E28,F28) | =G28
B |  | Thickness of plaster | 13
B |  | YIELD - Cemsplash
B |  | Under ideal conditions one 25kg bag will cover 5m2 approx
B |  | ??2MM THICK | 5 | M2
B |  | 1m2 | 0.2 | bag
B |  | YIELD - Cemplaster
B |  | Under ideal conditions one 30kg bag will cover 2.4m2 approx at 10mm - 12mm thickness.
B |  | 10-12MM THICK | 2.4 | M2
B |  | 1m2 | 0.41667 | bag
B |  | Volume yield | 0.024 | m3
B |  | 5-6MM THICK | 4.8 | M2
B |  | 1m2 | 0.20833 | bag
B |  | 4MM THICK | 7.2 | M2
B |  | 1m2 | 0.13889 | bag
B |  | Per 1MM THICK layer | 24 | M2
B |  | 1m2 | 0.041667 | bag
B |  | Mixing
B |  | 1.7hrs labour per m3 of plaster
B |  | Mixer hire - same as tradesman, covers full day hire of machine
B |  | Delivery
B |  | Say project size of 50m2
B |  | 20 Bags of product, 1 bag = 1/20th of delivery charge | 0.05
I | T34.03.058 | Columns and beams | T34.03_Solid Plaster_Cement Plaster | m2
B |  | MATERIALS
B |  | PREPARATION/KEY COAT
B | PM_25CON_079 | CEMIX CEMSPLASH 25KG CSP025 | 1 | ea | =XGETRATE("SUP1",$A3,2) | 0.2 | =PRODUCT(C3*E3,F3) | =G3
B |  | Discount | =XGETVALUE("Discount 10%",3) | % | =SUBTOTAL(G3:G3) | 1 | =PRODUCT(C4*E4,F4) | =G4
B |  | Waste | =XGETVALUE("Waste 15%",3) | % | =SUBTOTAL(G3:G4) | 1 | =PRODUCT(C5*E5,F5) | =G5
B | Deliver2 | General Delivery charge medium | 0.05 | trip | =XGETRATE("PLT",$A6,2) | 0.2 | =PRODUCT(C6*E6,F6) | =G6
B |  | FIRST COAT, 6 x 1mm thick material
B | PM_25CON_082 | CEMIX CEMPLASTER 30KG CPL030 | 1 | ea | =XGETRATE("SUP1",$A8,2) | 0.20833 | =PRODUCT(C8*E8,F8) | =G8
B |  | Discount | =XGETVALUE("Discount 10%",3) | % | =SUBTOTAL(G8:G8) | 1 | =PRODUCT(C9*E9,F9) | =G9
B |  | Waste | =XGETVALUE("Waste 15%",3) | % | =SUBTOTAL(G8:G9) | 1 | =PRODUCT(C10*E10,F10) | =G10
B | Deliver2 | General Delivery charge medium | 0.05 | trip | =XGETRATE("PLT",$A11,2) | 0.20833 | =PRODUCT(C11*E11,F11) | =G11
B |  | SECOND COAT, 4 x 1mm thick material
B | PM_25CON_082 | CEMIX CEMPLASTER 30KG CPL030 | 1 | ea | =XGETRATE("SUP1",$A13,2) | 0.13889 | =PRODUCT(C13*E13,F13) | =G13
B |  | Discount | =XGETVALUE("Discount 10%",3) | % | =SUBTOTAL(G13:G13) | 1 | =PRODUCT(C14*E14,F14) | =G14
B |  | Waste | =XGETVALUE("Waste 15%",3) | % | =SUBTOTAL(G13:G14) | 1 | =PRODUCT(C15*E15,F15) | =G15
B | Deliver2 | General Delivery charge medium | 0.05 | trip | =XGETRATE("PLT",$A16,2) | 0.20833 | =PRODUCT(C16*E16,F16) | =G16
B |  | THIRD COAT, 4 x 1mm thick material
B | PM_25CON_082 | CEMIX CEMPLASTER 30KG CPL030 | 1 | ea | =XGETRATE("SUP1",$A18,2) | 0.13889 | =PRODUCT(C18*E18,F18) | =G18
B |  | Discount | =XGETVALUE("Discount 10%",3) | % | =SUBTOTAL(G18:G18) | 1 | =PRODUCT(C19*E19,F19) | =G19
B |  | Waste | =XGETVALUE("Waste 15%",3) | % | =SUBTOTAL(G18:G19) | 1 | =PRODUCT(C20*E20,F20) | =G20
B | Deliver2 | General Delivery charge medium | 0.05 | trip | =XGETRATE("PLT",$A21,2) | 0.20833 | =PRODUCT(C21*E21,F21) | =G21
B |  | MIXING PLASTER
B | ConcMixer | Concrete Mixer 2 cu ft towable, petrol | 0.0875 | day | =XGETRATE("PLT",$A23,2) | 1 | =PRODUCT(C23*E23,F23) | =G23
B | SolidPLabourer | Solid Plasterer Labourer | 1.7 | hour | =XGETRATE("LAB1",$A24,2) | 0.013 | =PRODUCT(C24*E24,F24) | =G24
B |  | PLASTERING
B | SolidPlasterer | Solid Plasterer | 0.7 | hour | =XGETRATE("LAB1",$A26,2) | 1.2 | =PRODUCT(C26*E26,F26) | =G26
B | SolidPLabourer | Solid Plasterer Labourer | 0.35 | hour | =XGETRATE("LAB1",$A27,2) | 1.2 | =PRODUCT(C27*E27,F27) | =G27
B |  | Margin | =XGETVALUE("Builders margin",3) | % | =SUBTOTAL(G1:G27) | 1 | =PRODUCT(C28*E28,F28) | =G28
B |  | Thickness of plaster | 13
B |  | YIELD - Cemsplash
B |  | Under ideal conditions one 25kg bag will cover 5m2 approx
B |  | ??2MM THICK | 5 | M2
B |  | 1m2 | 0.2 | bag
B |  | YIELD - Cemplaster
B |  | Under ideal conditions one 30kg bag will cover 2.4m2 approx at 10mm - 12mm thickness.
B |  | 10-12MM THICK | 2.4 | M2
B |  | 1m2 | 0.41667 | bag
B |  | Volume yield | 0.024 | m3
B |  | 5-6MM THICK | 4.8 | M2
B |  | 1m2 | 0.20833 | bag
B |  | 4MM THICK | 7.2 | M2
B |  | 1m2 | 0.13889 | bag
B |  | Per 1MM THICK layer | 24 | M2
B |  | 1m2 | 0.041667 | bag
B |  | Mixing
B |  | 1.7hrs labour per m3 of plaster
B |  | Mixer hire - same as tradesman, covers full day hire of machine
B |  | Delivery
B |  | Say project size of 50m2
B |  | 20 Bags of product, 1 bag = 1/20th of delivery charge | 0.05
I | T34.03.061 | Brick or concrete filling to existing openings | T34.03_Solid Plaster_Cement Plaster | m2
B |  | MATERIALS
B |  | PREPARATION/KEY COAT
B | PM_25CON_079 | CEMIX CEMSPLASH 25KG CSP025 | 1 | ea | =XGETRATE("SUP1",$A3,2) | 0.2 | =PRODUCT(C3*E3,F3) | =G3
B |  | Discount | =XGETVALUE("Discount 10%",3) | % | =SUBTOTAL(G3:G3) | 1 | =PRODUCT(C4*E4,F4) | =G4
B |  | Waste | =XGETVALUE("Waste 15%",3) | % | =SUBTOTAL(G3:G4) | 1 | =PRODUCT(C5*E5,F5) | =G5
B | Deliver2 | General Delivery charge medium | 0.05 | trip | =XGETRATE("PLT",$A6,2) | 0.2 | =PRODUCT(C6*E6,F6) | =G6
B |  | FIRST COAT, 6 x 1mm thick material
B | PM_25CON_082 | CEMIX CEMPLASTER 30KG CPL030 | 1 | ea | =XGETRATE("SUP1",$A8,2) | 0.20833 | =PRODUCT(C8*E8,F8) | =G8
B |  | Discount | =XGETVALUE("Discount 10%",3) | % | =SUBTOTAL(G8:G8) | 1 | =PRODUCT(C9*E9,F9) | =G9
B |  | Waste | =XGETVALUE("Waste 15%",3) | % | =SUBTOTAL(G8:G9) | 1 | =PRODUCT(C10*E10,F10) | =G10
B | Deliver2 | General Delivery charge medium | 0.05 | trip | =XGETRATE("PLT",$A11,2) | 0.20833 | =PRODUCT(C11*E11,F11) | =G11
B |  | SECOND COAT, 4 x 1mm thick material
B | PM_25CON_082 | CEMIX CEMPLASTER 30KG CPL030 | 1 | ea | =XGETRATE("SUP1",$A13,2) | 0.13889 | =PRODUCT(C13*E13,F13) | =G13
B |  | Discount | =XGETVALUE("Discount 10%",3) | % | =SUBTOTAL(G13:G13) | 1 | =PRODUCT(C14*E14,F14) | =G14
B |  | Waste | =XGETVALUE("Waste 15%",3) | % | =SUBTOTAL(G13:G14) | 1 | =PRODUCT(C15*E15,F15) | =G15
B | Deliver2 | General Delivery charge medium | 0.05 | trip | =XGETRATE("PLT",$A16,2) | 0.20833 | =PRODUCT(C16*E16,F16) | =G16
B |  | THIRD COAT, 4 x 1mm thick material
B | PM_25CON_082 | CEMIX CEMPLASTER 30KG CPL030 | 1 | ea | =XGETRATE("SUP1",$A18,2) | 0.13889 | =PRODUCT(C18*E18,F18) | =G18
B |  | Discount | =XGETVALUE("Discount 10%",3) | % | =SUBTOTAL(G18:G18) | 1 | =PRODUCT(C19*E19,F19) | =G19
B |  | Waste | =XGETVALUE("Waste 15%",3) | % | =SUBTOTAL(G18:G19) | 1 | =PRODUCT(C20*E20,F20) | =G20
B | Deliver2 | General Delivery charge medium | 0.05 | trip | =XGETRATE("PLT",$A21,2) | 0.20833 | =PRODUCT(C21*E21,F21) | =G21
B |  | MIXING PLASTER
B | ConcMixer | Concrete Mixer 2 cu ft towable, petrol | 0.1 | day | =XGETRATE("PLT",$A23,2) | 1 | =PRODUCT(C23*E23,F23) | =G23
B | SolidPLabourer | Solid Plasterer Labourer | 1.7 | hour | =XGETRATE("LAB1",$A24,2) | 0.013 | =PRODUCT(C24*E24,F24) | =G24
B |  | PLASTERING
B | SolidPlasterer | Solid Plasterer | 0.8 | hour | =XGETRATE("LAB1",$A26,2) | 1.3 | =PRODUCT(C26*E26,F26) | =G26
B | SolidPLabourer | Solid Plasterer Labourer | 0.4 | hour | =XGETRATE("LAB1",$A27,2) | 1.3 | =PRODUCT(C27*E27,F27) | =G27
B |  | Margin | =XGETVALUE("Builders margin",3) | % | =SUBTOTAL(G1:G27) | 1 | =PRODUCT(C28*E28,F28) | =G28
B |  | Thickness of plaster | 13
B |  | YIELD - Cemsplash
B |  | Under ideal conditions one 25kg bag will cover 5m2 approx
B |  | ??2MM THICK | 5 | M2
B |  | 1m2 | 0.2 | bag
B |  | YIELD - Cemplaster
B |  | Under ideal conditions one 30kg bag will cover 2.4m2 approx at 10mm - 12mm thickness.
B |  | 10-12MM THICK | 2.4 | M2
B |  | 1m2 | 0.41667 | bag
B |  | Volume yield | 0.024 | m3
B |  | 5-6MM THICK | 4.8 | M2
B |  | 1m2 | 0.20833 | bag
B |  | 4MM THICK | 7.2 | M2
B |  | 1m2 | 0.13889 | bag
B |  | Per 1MM THICK layer | 24 | M2
B |  | 1m2 | 0.041667 | bag
B |  | Mixing
B |  | 1.7hrs labour per m3 of plaster
B |  | Mixer hire - same as tradesman, covers full day hire of machine
B |  | Delivery
B |  | Say project size of 50m2
B |  | 20 Bags of product, 1 bag = 1/20th of delivery charge | 0.05
I | T34.03.064 | <b>Add</b> extra for narrow widths | T34.03_Solid Plaster_Cement Plaster
I | T34.03.067 | Up to 150mm wide | T34.03_Solid Plaster_Cement Plaster | m
B |  | MATERIALS
B |  | PREPARATION/KEY COAT
B | PM_25CON_079 | CEMIX CEMSPLASH 25KG CSP025 | 0.15 | ea | =XGETRATE("SUP1",$A3,2) | 0.2 | =PRODUCT(C3*E3,F3) | =G3
B |  | Discount | =XGETVALUE("Discount 10%",3) | % | =SUBTOTAL(G3:G3) | 1 | =PRODUCT(C4*E4,F4) | =G4
B |  | Waste | =XGETVALUE("Waste 15%",3) | % | =SUBTOTAL(G3:G4) | 1 | =PRODUCT(C5*E5,F5) | =G5
B | Deliver2 | General Delivery charge medium | 0.05 | trip | =XGETRATE("PLT",$A6,2) | 0.2 | =PRODUCT(C6*E6,F6) | =G6
B |  | FIRST COAT, 6 x 1mm thick material
B | PM_25CON_082 | CEMIX CEMPLASTER 30KG CPL030 | 0.15 | ea | =XGETRATE("SUP1",$A8,2) | 0.20833 | =PRODUCT(C8*E8,F8) | =G8
B |  | Discount | =XGETVALUE("Discount 10%",3) | % | =SUBTOTAL(G8:G8) | 1 | =PRODUCT(C9*E9,F9) | =G9
B |  | Waste | =XGETVALUE("Waste 15%",3) | % | =SUBTOTAL(G8:G9) | 1 | =PRODUCT(C10*E10,F10) | =G10
B | Deliver2 | General Delivery charge medium | 0.05 | trip | =XGETRATE("PLT",$A11,2) | 0.20833 | =PRODUCT(C11*E11,F11) | =G11
B |  | SECOND COAT, 4 x 1mm thick material
B | PM_25CON_082 | CEMIX CEMPLASTER 30KG CPL030 | 0.15 | ea | =XGETRATE("SUP1",$A13,2) | 0.13889 | =PRODUCT(C13*E13,F13) | =G13
B |  | Discount | =XGETVALUE("Discount 10%",3) | % | =SUBTOTAL(G13:G13) | 1 | =PRODUCT(C14*E14,F14) | =G14
B |  | Waste | =XGETVALUE("Waste 15%",3) | % | =SUBTOTAL(G13:G14) | 1 | =PRODUCT(C15*E15,F15) | =G15
B | Deliver2 | General Delivery charge medium | 0.05 | trip | =XGETRATE("PLT",$A16,2) | 0.20833 | =PRODUCT(C16*E16,F16) | =G16
B |  | THIRD COAT, 4 x 1mm thick material
B | PM_25CON_082 | CEMIX CEMPLASTER 30KG CPL030 | 0.15 | ea | =XGETRATE("SUP1",$A18,2) | 0.13889 | =PRODUCT(C18*E18,F18) | =G18
B |  | Discount | =XGETVALUE("Discount 10%",3) | % | =SUBTOTAL(G18:G18) | 1 | =PRODUCT(C19*E19,F19) | =G19
B |  | Waste | =XGETVALUE("Waste 15%",3) | % | =SUBTOTAL(G18:G19) | 1 | =PRODUCT(C20*E20,F20) | =G20
B | Deliver2 | General Delivery charge medium | 0.05 | trip | =XGETRATE("PLT",$A21,2) | 0.20833 | =PRODUCT(C21*E21,F21) | =G21
B |  | MIXING PLASTER
B | ConcMixer | Concrete Mixer 2 cu ft towable, petrol | 0.0375 | day | =XGETRATE("PLT",$A23,2) | 1 | =PRODUCT(C23*E23,F23) | =G23
B | SolidPLabourer | Solid Plasterer Labourer | 1.7 | hour | =XGETRATE("LAB1",$A24,2) | 0.00195 | =PRODUCT(C24*E24,F24) | =G24
B |  | PLASTERING
B | SolidPlasterer | Solid Plasterer | 0.3 | hour | =XGETRATE("LAB1",$A26,2) | 1 | =PRODUCT(C26*E26,F26) | =G26
B | SolidPLabourer | Solid Plasterer Labourer | 0.1 | hour | =XGETRATE("LAB1",$A27,2) | 1 | =PRODUCT(C27*E27,F27) | =G27
B |  | Margin | =XGETVALUE("Builders margin",3) | % | =SUBTOTAL(G1:G27) | 1 | =PRODUCT(C28*E28,F28) | =G28
B |  | Width of narrow width | 0.15
B |  | Thickness of plaster | 13
B |  | YIELD - Cemsplash
B |  | Under ideal conditions one 25kg bag will cover 5m2 approx
B |  | ??2MM THICK | 5 | M2
B |  | 1m2 | 0.2 | bag
B |  | YIELD - Cemplaster
B |  | Under ideal conditions one 30kg bag will cover 2.4m2 approx at 10mm - 12mm thickness.
B |  | 10-12MM THICK | 2.4 | M2
B |  | 1m2 | 0.41667 | bag
B |  | Volume yield | 0.024 | m3
B |  | 5-6MM THICK | 4.8 | M2
B |  | 1m2 | 0.20833 | bag
B |  | 4MM THICK | 7.2 | M2
B |  | 1m2 | 0.13889 | bag
B |  | Per 1MM THICK layer | 24 | M2
B |  | 1m2 | 0.041667 | bag
B |  | Mixing
B |  | 1.7hrs labour per m3 of plaster
B |  | Mixer hire - same as tradesman, covers full day hire of machine
B |  | Delivery
B |  | Say project size of 50m2
B |  | 20 Bags of product, 1 bag = 1/20th of delivery charge | 0.05
I | T34.03.070 | 150mm–300mm wide | T34.03_Solid Plaster_Cement Plaster | m
B |  | MATERIALS
B |  | PREPARATION/KEY COAT
B | PM_25CON_079 | CEMIX CEMSPLASH 25KG CSP025 | 0.3 | ea | =XGETRATE("SUP1",$A3,2) | 0.2 | =PRODUCT(C3*E3,F3) | =G3
B |  | Discount | =XGETVALUE("Discount 10%",3) | % | =SUBTOTAL(G3:G3) | 1 | =PRODUCT(C4*E4,F4) | =G4
B |  | Waste | =XGETVALUE("Waste 15%",3) | % | =SUBTOTAL(G3:G4) | 1 | =PRODUCT(C5*E5,F5) | =G5
B | Deliver2 | General Delivery charge medium | 0.05 | trip | =XGETRATE("PLT",$A6,2) | 0.2 | =PRODUCT(C6*E6,F6) | =G6
B |  | FIRST COAT, 6 x 1mm thick material
B | PM_25CON_082 | CEMIX CEMPLASTER 30KG CPL030 | 0.3 | ea | =XGETRATE("SUP1",$A8,2) | 0.20833 | =PRODUCT(C8*E8,F8) | =G8
B |  | Discount | =XGETVALUE("Discount 10%",3) | % | =SUBTOTAL(G8:G8) | 1 | =PRODUCT(C9*E9,F9) | =G9
B |  | Waste | =XGETVALUE("Waste 15%",3) | % | =SUBTOTAL(G8:G9) | 1 | =PRODUCT(C10*E10,F10) | =G10
B | Deliver2 | General Delivery charge medium | 0.05 | trip | =XGETRATE("PLT",$A11,2) | 0.20833 | =PRODUCT(C11*E11,F11) | =G11
B |  | SECOND COAT, 4 x 1mm thick material
B | PM_25CON_082 | CEMIX CEMPLASTER 30KG CPL030 | 0.3 | ea | =XGETRATE("SUP1",$A13,2) | 0.13889 | =PRODUCT(C13*E13,F13) | =G13
B |  | Discount | =XGETVALUE("Discount 10%",3) | % | =SUBTOTAL(G13:G13) | 1 | =PRODUCT(C14*E14,F14) | =G14
B |  | Waste | =XGETVALUE("Waste 15%",3) | % | =SUBTOTAL(G13:G14) | 1 | =PRODUCT(C15*E15,F15) | =G15
B | Deliver2 | General Delivery charge medium | 0.05 | trip | =XGETRATE("PLT",$A16,2) | 0.20833 | =PRODUCT(C16*E16,F16) | =G16
B |  | THIRD COAT, 4 x 1mm thick material
B | PM_25CON_082 | CEMIX CEMPLASTER 30KG CPL030 | 0.3 | ea | =XGETRATE("SUP1",$A18,2) | 0.13889 | =PRODUCT(C18*E18,F18) | =G18
B |  | Discount | =XGETVALUE("Discount 10%",3) | % | =SUBTOTAL(G18:G18) | 1 | =PRODUCT(C19*E19,F19) | =G19
B |  | Waste | =XGETVALUE("Waste 15%",3) | % | =SUBTOTAL(G18:G19) | 1 | =PRODUCT(C20*E20,F20) | =G20
B | Deliver2 | General Delivery charge medium | 0.05 | trip | =XGETRATE("PLT",$A21,2) | 0.20833 | =PRODUCT(C21*E21,F21) | =G21
B |  | MIXING PLASTER
B | ConcMixer | Concrete Mixer 2 cu ft towable, petrol | 0.0375 | day | =XGETRATE("PLT",$A23,2) | 1 | =PRODUCT(C23*E23,F23) | =G23
B | SolidPLabourer | Solid Plasterer Labourer | 1.7 | hour | =XGETRATE("LAB1",$A24,2) | 0.0039 | =PRODUCT(C24*E24,F24) | =G24
B |  | PLASTERING
B | SolidPlasterer | Solid Plasterer | 0.3 | hour | =XGETRATE("LAB1",$A26,2) | 1 | =PRODUCT(C26*E26,F26) | =G26
B | SolidPLabourer | Solid Plasterer Labourer | 0.1 | hour | =XGETRATE("LAB1",$A27,2) | 1 | =PRODUCT(C27*E27,F27) | =G27
B |  | Margin | =XGETVALUE("Builders margin",3) | % | =SUBTOTAL(G1:G27) | 1 | =PRODUCT(C28*E28,F28) | =G28
B |  | Width of narrow width | 0.3
B |  | Thickness of plaster | 13
B |  | YIELD - Cemsplash
B |  | Under ideal conditions one 25kg bag will cover 5m2 approx
B |  | ??2MM THICK | 5 | M2
B |  | 1m2 | 0.2 | bag
B |  | YIELD - Cemplaster
B |  | Under ideal conditions one 30kg bag will cover 2.4m2 approx at 10mm - 12mm thickness.
B |  | 10-12MM THICK | 2.4 | M2
B |  | 1m2 | 0.41667 | bag
B |  | Volume yield | 0.024 | m3
B |  | 5-6MM THICK | 4.8 | M2
B |  | 1m2 | 0.20833 | bag
B |  | 4MM THICK | 7.2 | M2
B |  | 1m2 | 0.13889 | bag
B |  | Per 1MM THICK layer | 24 | M2
B |  | 1m2 | 0.041667 | bag
B |  | Mixing
B |  | 1.7hrs labour per m3 of plaster
B |  | Mixer hire - same as tradesman, covers full day hire of machine
B |  | Delivery
B |  | Say project size of 50m2
B |  | 20 Bags of product, 1 bag = 1/20th of delivery charge | 0.05
I | T34.03.073 | <b>Cement Plaster,</b> 21mm thick, wood float or sponge finish in 3 coats, including metal lath, to | T34.03_Solid Plaster_Cement Plaster
I | T34.03.076 | Walls | T34.03_Solid Plaster_Cement Plaster
B |  | MATERIALS
B |  | LATH
B | PM_17PBD_088 | CORRULATH MESH 2400X 700MM | 1 | st | =XGETRATE("SUP1",$A3,2) | 0.59524 | =PRODUCT(C3*E3,F3) | =G3
B |  | Discount | =XGETVALUE("Discount 10%",3) | % | =SUBTOTAL(G3:G3) | 1 | =PRODUCT(C4*E4,F4) | =G4
B |  | Waste | =XGETVALUE("Waste 7.5%",3) | % | =SUBTOTAL(G3:G4) | 1 | =PRODUCT(C5*E5,F5) | =G5
B | SolidPLabourer | Solid Plasterer Labourer | 0.15 | hour | =XGETRATE("LAB1",$A6,2) | 1 | =PRODUCT(C6*E6,F6) | =G6
B |  | PREPARATION/KEY COAT
B | PM_25CON_079 | CEMIX CEMSPLASH 25KG CSP025 | 1 | ea | =XGETRATE("SUP1",$A8,2) | 0.2 | =PRODUCT(C8*E8,F8) | =G8
B |  | Discount | =XGETVALUE("Discount 10%",3) | % | =SUBTOTAL(G8:G8) | 1 | =PRODUCT(C9*E9,F9) | =G9
B |  | Waste | =XGETVALUE("Waste 15%",3) | % | =SUBTOTAL(G8:G9) | 1 | =PRODUCT(C10*E10,F10) | =G10
B | Deliver2 | General Delivery charge medium | 0.05 | trip | =XGETRATE("PLT",$A11,2) | 0.2 | =PRODUCT(C11*E11,F11) | =G11
B |  | FIRST COAT, 7mm thick
B | PM_25CON_082 | CEMIX CEMPLASTER 30KG CPL030 | 7 | ea | =XGETRATE("SUP1",$A13,2) | 0.041667 | =PRODUCT(C13*E13,F13) | =G13
B |  | Discount | =XGETVALUE("Discount 10%",3) | % | =SUBTOTAL(G13:G13) | 1 | =PRODUCT(C14*E14,F14) | =G14
B |  | Waste | =XGETVALUE("Waste 15%",3) | % | =SUBTOTAL(G13:G14) | 1 | =PRODUCT(C15*E15,F15) | =G15
B | Deliver2 | General Delivery charge medium | 0.05 | trip | =XGETRATE("PLT",$A16,2) | 0.20833 | =PRODUCT(C16*E16,F16) | =G16
B |  | SECOND COAT, 7mm thick
B | PM_25CON_082 | CEMIX CEMPLASTER 30KG CPL030 | 7 | ea | =XGETRATE("SUP1",$A18,2) | 0.041667 | =PRODUCT(C18*E18,F18) | =G18
B |  | Discount | =XGETVALUE("Discount 10%",3) | % | =SUBTOTAL(G18:G18) | 1 | =PRODUCT(C19*E19,F19) | =G19
B |  | Waste | =XGETVALUE("Waste 15%",3) | % | =SUBTOTAL(G18:G19) | 1 | =PRODUCT(C20*E20,F20) | =G20
B | Deliver2 | General Delivery charge medium | 0.05 | trip | =XGETRATE("PLT",$A21,2) | 0.20833 | =PRODUCT(C21*E21,F21) | =G21
B |  | THIRD COAT, 6mm thick
B | PM_25CON_082 | CEMIX CEMPLASTER 30KG CPL030 | 6 | ea | =XGETRATE("SUP1",$A23,2) | 0.041667 | =PRODUCT(C23*E23,F23) | =G23
B |  | Discount | =XGETVALUE("Discount 10%",3) | % | =SUBTOTAL(G23:G23) | 1 | =PRODUCT(C24*E24,F24) | =G24
B |  | Waste | =XGETVALUE("Waste 15%",3) | % | =SUBTOTAL(G23:G24) | 1 | =PRODUCT(C25*E25,F25) | =G25
B | Deliver2 | General Delivery charge medium | 0.05 | trip | =XGETRATE("PLT",$A26,2) | 0.20833 | =PRODUCT(C26*E26,F26) | =G26
B |  | MIXING PLASTER
B | ConcMixer | Concrete Mixer 2 cu ft towable, petrol | 0.1125 | day | =XGETRATE("PLT",$A28,2) | 1 | =PRODUCT(C28*E28,F28) | =G28
B | SolidPLabourer | Solid Plasterer Labourer | 1.7 | hour | =XGETRATE("LAB1",$A29,2) | 0.091 | =PRODUCT(C29*E29,F29) | =G29
B |  | PLASTERING
B | SolidPlasterer | Solid Plasterer | 0.9 | hour | =XGETRATE("LAB1",$A31,2) | 1 | =PRODUCT(C31*E31,F31) | =G31
B | SolidPLabourer | Solid Plasterer Labourer | 0.45 | hour | =XGETRATE("LAB1",$A32,2) | 1 | =PRODUCT(C32*E32,F32) | =G32
B |  | Margin | =XGETVALUE("Builders margin",3) | % | =SUBTOTAL(G1:G32) | 1 | =PRODUCT(C33*E33,F33) | =G33
B |  | Thickness of plaster | 13
B |  | YIELD - Cemsplash
B |  | Under ideal conditions one 25kg bag will cover 5m2 approx
B |  | ??2MM THICK | 5 | M2
B |  | 1m2 | 0.2 | bag
B |  | YIELD - Cemplaster
B |  | Under ideal conditions one 30kg bag will cover 2.4m2 approx at 10mm - 12mm thickness.
B |  | 10-12MM THICK | 2.4 | M2
B |  | 1m2 | 0.41667 | bag
B |  | Volume yield | 0.024 | m3
B |  | 5-6MM THICK | 4.8 | M2
B |  | 1m2 | 0.20833 | bag
B |  | 4MM THICK | 7.2 | M2
B |  | 1m2 | 0.13889 | bag
B |  | Per 1MM THICK layer | 24 | M2
B |  | 1m2 | 0.041667 | bag
B |  | Mixing
B |  | 1.7hrs labour per m3 of plaster
B |  | Mixer hire - same as tradesman, covers full day hire of machine
B |  | Delivery
B |  | Say project size of 50m2
B |  | 20 Bags of product, 1 bag = 1/20th of delivery charge | 0.05
I | T34.03.079 | Ceilings | T34.03_Solid Plaster_Cement Plaster | m2
B |  | MATERIALS
B |  | LATH
B | PM_17PBD_088 | CORRULATH MESH 2400X 700MM | 1 | st | =XGETRATE("SUP1",$A3,2) | 0.59524 | =PRODUCT(C3*E3,F3) | =G3
B |  | Discount | =XGETVALUE("Discount 10%",3) | % | =SUBTOTAL(G3:G3) | 1 | =PRODUCT(C4*E4,F4) | =G4
B |  | Waste | =XGETVALUE("Waste 7.5%",3) | % | =SUBTOTAL(G3:G4) | 1 | =PRODUCT(C5*E5,F5) | =G5
B | SolidPLabourer | Solid Plasterer Labourer | 0.15 | hour | =XGETRATE("LAB1",$A6,2) | 1 | =PRODUCT(C6*E6,F6) | =G6
B |  | PREPARATION/KEY COAT
B | PM_25CON_079 | CEMIX CEMSPLASH 25KG CSP025 | 1 | ea | =XGETRATE("SUP1",$A8,2) | 0.2 | =PRODUCT(C8*E8,F8) | =G8
B |  | Discount | =XGETVALUE("Discount 10%",3) | % | =SUBTOTAL(G8:G8) | 1 | =PRODUCT(C9*E9,F9) | =G9
B |  | Waste | =XGETVALUE("Waste 15%",3) | % | =SUBTOTAL(G8:G9) | 1 | =PRODUCT(C10*E10,F10) | =G10
B | Deliver2 | General Delivery charge medium | 0.05 | trip | =XGETRATE("PLT",$A11,2) | 0.2 | =PRODUCT(C11*E11,F11) | =G11
B |  | FIRST COAT, 7mm thick
B | PM_25CON_082 | CEMIX CEMPLASTER 30KG CPL030 | 7 | ea | =XGETRATE("SUP1",$A13,2) | 0.041667 | =PRODUCT(C13*E13,F13) | =G13
B |  | Discount | =XGETVALUE("Discount 10%",3) | % | =SUBTOTAL(G13:G13) | 1 | =PRODUCT(C14*E14,F14) | =G14
B |  | Waste | =XGETVALUE("Waste 15%",3) | % | =SUBTOTAL(G13:G14) | 1 | =PRODUCT(C15*E15,F15) | =G15
B | Deliver2 | General Delivery charge medium | 0.05 | trip | =XGETRATE("PLT",$A16,2) | 0.20833 | =PRODUCT(C16*E16,F16) | =G16
B |  | SECOND COAT, 7mm thick
B | PM_25CON_082 | CEMIX CEMPLASTER 30KG CPL030 | 7 | ea | =XGETRATE("SUP1",$A18,2) | 0.041667 | =PRODUCT(C18*E18,F18) | =G18
B |  | Discount | =XGETVALUE("Discount 10%",3) | % | =SUBTOTAL(G18:G18) | 1 | =PRODUCT(C19*E19,F19) | =G19
B |  | Waste | =XGETVALUE("Waste 15%",3) | % | =SUBTOTAL(G18:G19) | 1 | =PRODUCT(C20*E20,F20) | =G20
B | Deliver2 | General Delivery charge medium | 0.05 | trip | =XGETRATE("PLT",$A21,2) | 0.20833 | =PRODUCT(C21*E21,F21) | =G21
B |  | THIRD COAT, 6mm thick
B | PM_25CON_082 | CEMIX CEMPLASTER 30KG CPL030 | 6 | ea | =XGETRATE("SUP1",$A23,2) | 0.041667 | =PRODUCT(C23*E23,F23) | =G23
B |  | Discount | =XGETVALUE("Discount 10%",3) | % | =SUBTOTAL(G23:G23) | 1 | =PRODUCT(C24*E24,F24) | =G24
B |  | Waste | =XGETVALUE("Waste 15%",3) | % | =SUBTOTAL(G23:G24) | 1 | =PRODUCT(C25*E25,F25) | =G25
B | Deliver2 | General Delivery charge medium | 0.05 | trip | =XGETRATE("PLT",$A26,2) | 0.20833 | =PRODUCT(C26*E26,F26) | =G26
B |  | MIXING PLASTER
B | ConcMixer | Concrete Mixer 2 cu ft towable, petrol | 0.1125 | day | =XGETRATE("PLT",$A28,2) | 1 | =PRODUCT(C28*E28,F28) | =G28
B | SolidPLabourer | Solid Plasterer Labourer | 1.7 | hour | =XGETRATE("LAB1",$A29,2) | 0.091 | =PRODUCT(C29*E29,F29) | =G29
B |  | PLASTERING
B | SolidPlasterer | Solid Plasterer | 0.9 | hour | =XGETRATE("LAB1",$A31,2) | 1.25 | =PRODUCT(C31*E31,F31) | =G31
B | SolidPLabourer | Solid Plasterer Labourer | 0.45 | hour | =XGETRATE("LAB1",$A32,2) | 1.25 | =PRODUCT(C32*E32,F32) | =G32
B |  | Margin | =XGETVALUE("Builders margin",3) | % | =SUBTOTAL(G1:G32) | 1 | =PRODUCT(C33*E33,F33) | =G33
B |  | Thickness of plaster | 13
B |  | YIELD - Cemsplash
B |  | Under ideal conditions one 25kg bag will cover 5m2 approx
B |  | ??2MM THICK | 5 | M2
B |  | 1m2 | 0.2 | bag
B |  | YIELD - Cemplaster
B |  | Under ideal conditions one 30kg bag will cover 2.4m2 approx at 10mm - 12mm thickness.
B |  | 10-12MM THICK | 2.4 | M2
B |  | 1m2 | 0.41667 | bag
B |  | Volume yield | 0.024 | m3
B |  | 5-6MM THICK | 4.8 | M2
B |  | 1m2 | 0.20833 | bag
B |  | 4MM THICK | 7.2 | M2
B |  | 1m2 | 0.13889 | bag
B |  | Per 1MM THICK layer | 24 | M2
B |  | 1m2 | 0.041667 | bag
B |  | Mixing
B |  | 1.7hrs labour per m3 of plaster
B |  | Mixer hire - same as tradesman, covers full day hire of machine
B |  | Delivery
B |  | Say project size of 50m2
B |  | 20 Bags of product, 1 bag = 1/20th of delivery charge | 0.05
I | T34.03.082 | Soffits | T34.03_Solid Plaster_Cement Plaster | m2
B |  | MATERIALS
B |  | LATH
B | PM_17PBD_088 | CORRULATH MESH 2400X 700MM | 1 | st | =XGETRATE("SUP1",$A3,2) | 0.59524 | =PRODUCT(C3*E3,F3) | =G3
B |  | Discount | =XGETVALUE("Discount 10%",3) | % | =SUBTOTAL(G3:G3) | 1 | =PRODUCT(C4*E4,F4) | =G4
B |  | Waste | =XGETVALUE("Waste 7.5%",3) | % | =SUBTOTAL(G3:G4) | 1 | =PRODUCT(C5*E5,F5) | =G5
B | SolidPLabourer | Solid Plasterer Labourer | 0.15 | hour | =XGETRATE("LAB1",$A6,2) | 1 | =PRODUCT(C6*E6,F6) | =G6
B |  | PREPARATION/KEY COAT
B | PM_25CON_079 | CEMIX CEMSPLASH 25KG CSP025 | 1 | ea | =XGETRATE("SUP1",$A8,2) | 0.2 | =PRODUCT(C8*E8,F8) | =G8
B |  | Discount | =XGETVALUE("Discount 10%",3) | % | =SUBTOTAL(G8:G8) | 1 | =PRODUCT(C9*E9,F9) | =G9
B |  | Waste | =XGETVALUE("Waste 15%",3) | % | =SUBTOTAL(G8:G9) | 1 | =PRODUCT(C10*E10,F10) | =G10
B | Deliver2 | General Delivery charge medium | 0.05 | trip | =XGETRATE("PLT",$A11,2) | 0.2 | =PRODUCT(C11*E11,F11) | =G11
B |  | FIRST COAT, 7mm thick
B | PM_25CON_082 | CEMIX CEMPLASTER 30KG CPL030 | 7 | ea | =XGETRATE("SUP1",$A13,2) | 0.041667 | =PRODUCT(C13*E13,F13) | =G13
B |  | Discount | =XGETVALUE("Discount 10%",3) | % | =SUBTOTAL(G13:G13) | 1 | =PRODUCT(C14*E14,F14) | =G14
B |  | Waste | =XGETVALUE("Waste 15%",3) | % | =SUBTOTAL(G13:G14) | 1 | =PRODUCT(C15*E15,F15) | =G15
B | Deliver2 | General Delivery charge medium | 0.05 | trip | =XGETRATE("PLT",$A16,2) | 0.20833 | =PRODUCT(C16*E16,F16) | =G16
B |  | SECOND COAT, 7mm thick
B | PM_25CON_082 | CEMIX CEMPLASTER 30KG CPL030 | 7 | ea | =XGETRATE("SUP1",$A18,2) | 0.041667 | =PRODUCT(C18*E18,F18) | =G18
B |  | Discount | =XGETVALUE("Discount 10%",3) | % | =SUBTOTAL(G18:G18) | 1 | =PRODUCT(C19*E19,F19) | =G19
B |  | Waste | =XGETVALUE("Waste 15%",3) | % | =SUBTOTAL(G18:G19) | 1 | =PRODUCT(C20*E20,F20) | =G20
B | Deliver2 | General Delivery charge medium | 0.05 | trip | =XGETRATE("PLT",$A21,2) | 0.20833 | =PRODUCT(C21*E21,F21) | =G21
B |  | THIRD COAT, 6mm thick
B | PM_25CON_082 | CEMIX CEMPLASTER 30KG CPL030 | 6 | ea | =XGETRATE("SUP1",$A23,2) | 0.041667 | =PRODUCT(C23*E23,F23) | =G23
B |  | Discount | =XGETVALUE("Discount 10%",3) | % | =SUBTOTAL(G23:G23) | 1 | =PRODUCT(C24*E24,F24) | =G24
B |  | Waste | =XGETVALUE("Waste 15%",3) | % | =SUBTOTAL(G23:G24) | 1 | =PRODUCT(C25*E25,F25) | =G25
B | Deliver2 | General Delivery charge medium | 0.05 | trip | =XGETRATE("PLT",$A26,2) | 0.20833 | =PRODUCT(C26*E26,F26) | =G26
B |  | MIXING PLASTER
B | ConcMixer | Concrete Mixer 2 cu ft towable, petrol | 0.1125 | day | =XGETRATE("PLT",$A28,2) | 1 | =PRODUCT(C28*E28,F28) | =G28
B | SolidPLabourer | Solid Plasterer Labourer | 1.7 | hour | =XGETRATE("LAB1",$A29,2) | 0.091 | =PRODUCT(C29*E29,F29) | =G29
B |  | PLASTERING
B | SolidPlasterer | Solid Plasterer | 0.9 | hour | =XGETRATE("LAB1",$A31,2) | 1.25 | =PRODUCT(C31*E31,F31) | =G31
B | SolidPLabourer | Solid Plasterer Labourer | 0.45 | hour | =XGETRATE("LAB1",$A32,2) | 1.25 | =PRODUCT(C32*E32,F32) | =G32
B |  | Margin | =XGETVALUE("Builders margin",3) | % | =SUBTOTAL(G1:G32) | 1 | =PRODUCT(C33*E33,F33) | =G33
B |  | Thickness of plaster | 13
B |  | YIELD - Cemsplash
B |  | Under ideal conditions one 25kg bag will cover 5m2 approx
B |  | ??2MM THICK | 5 | M2
B |  | 1m2 | 0.2 | bag
B |  | YIELD - Cemplaster
B |  | Under ideal conditions one 30kg bag will cover 2.4m2 approx at 10mm - 12mm thickness.
B |  | 10-12MM THICK | 2.4 | M2
B |  | 1m2 | 0.41667 | bag
B |  | Volume yield | 0.024 | m3
B |  | 5-6MM THICK | 4.8 | M2
B |  | 1m2 | 0.20833 | bag
B |  | 4MM THICK | 7.2 | M2
B |  | 1m2 | 0.13889 | bag
B |  | Per 1MM THICK layer | 24 | M2
B |  | 1m2 | 0.041667 | bag
B |  | Mixing
B |  | 1.7hrs labour per m3 of plaster
B |  | Mixer hire - same as tradesman, covers full day hire of machine
B |  | Delivery
B |  | Say project size of 50m2
B |  | 20 Bags of product, 1 bag = 1/20th of delivery charge | 0.05
I | T34.03.085 | Sloping soffits | T34.03_Solid Plaster_Cement Plaster | m2
B |  | MATERIALS
B |  | LATH
B | PM_17PBD_088 | CORRULATH MESH 2400X 700MM | 1 | st | =XGETRATE("SUP1",$A3,2) | 0.59524 | =PRODUCT(C3*E3,F3) | =G3
B |  | Discount | =XGETVALUE("Discount 10%",3) | % | =SUBTOTAL(G3:G3) | 1 | =PRODUCT(C4*E4,F4) | =G4
B |  | Waste | =XGETVALUE("Waste 7.5%",3) | % | =SUBTOTAL(G3:G4) | 1 | =PRODUCT(C5*E5,F5) | =G5
B | SolidPLabourer | Solid Plasterer Labourer | 0.15 | hour | =XGETRATE("LAB1",$A6,2) | 1 | =PRODUCT(C6*E6,F6) | =G6
B |  | PREPARATION/KEY COAT
B | PM_25CON_079 | CEMIX CEMSPLASH 25KG CSP025 | 1 | ea | =XGETRATE("SUP1",$A8,2) | 0.2 | =PRODUCT(C8*E8,F8) | =G8
B |  | Discount | =XGETVALUE("Discount 10%",3) | % | =SUBTOTAL(G8:G8) | 1 | =PRODUCT(C9*E9,F9) | =G9
B |  | Waste | =XGETVALUE("Waste 15%",3) | % | =SUBTOTAL(G8:G9) | 1 | =PRODUCT(C10*E10,F10) | =G10
B | Deliver2 | General Delivery charge medium | 0.05 | trip | =XGETRATE("PLT",$A11,2) | 0.2 | =PRODUCT(C11*E11,F11) | =G11
B |  | FIRST COAT, 7mm thick
B | PM_25CON_082 | CEMIX CEMPLASTER 30KG CPL030 | 7 | ea | =XGETRATE("SUP1",$A13,2) | 0.041667 | =PRODUCT(C13*E13,F13) | =G13
B |  | Discount | =XGETVALUE("Discount 10%",3) | % | =SUBTOTAL(G13:G13) | 1 | =PRODUCT(C14*E14,F14) | =G14
B |  | Waste | =XGETVALUE("Waste 15%",3) | % | =SUBTOTAL(G13:G14) | 1 | =PRODUCT(C15*E15,F15) | =G15
B | Deliver2 | General Delivery charge medium | 0.05 | trip | =XGETRATE("PLT",$A16,2) | 0.20833 | =PRODUCT(C16*E16,F16) | =G16
B |  | SECOND COAT, 7mm thick
B | PM_25CON_082 | CEMIX CEMPLASTER 30KG CPL030 | 7 | ea | =XGETRATE("SUP1",$A18,2) | 0.041667 | =PRODUCT(C18*E18,F18) | =G18
B |  | Discount | =XGETVALUE("Discount 10%",3) | % | =SUBTOTAL(G18:G18) | 1 | =PRODUCT(C19*E19,F19) | =G19
B |  | Waste | =XGETVALUE("Waste 15%",3) | % | =SUBTOTAL(G18:G19) | 1 | =PRODUCT(C20*E20,F20) | =G20
B | Deliver2 | General Delivery charge medium | 0.05 | trip | =XGETRATE("PLT",$A21,2) | 0.20833 | =PRODUCT(C21*E21,F21) | =G21
B |  | THIRD COAT, 6mm thick
B | PM_25CON_082 | CEMIX CEMPLASTER 30KG CPL030 | 6 | ea | =XGETRATE("SUP1",$A23,2) | 0.041667 | =PRODUCT(C23*E23,F23) | =G23
B |  | Discount | =XGETVALUE("Discount 10%",3) | % | =SUBTOTAL(G23:G23) | 1 | =PRODUCT(C24*E24,F24) | =G24
B |  | Waste | =XGETVALUE("Waste 15%",3) | % | =SUBTOTAL(G23:G24) | 1 | =PRODUCT(C25*E25,F25) | =G25
B | Deliver2 | General Delivery charge medium | 0.05 | trip | =XGETRATE("PLT",$A26,2) | 0.20833 | =PRODUCT(C26*E26,F26) | =G26
B |  | MIXING PLASTER
B | ConcMixer | Concrete Mixer 2 cu ft towable, petrol | 0.1125 | day | =XGETRATE("PLT",$A28,2) | 1 | =PRODUCT(C28*E28,F28) | =G28
B | SolidPLabourer | Solid Plasterer Labourer | 1.7 | hour | =XGETRATE("LAB1",$A29,2) | 0.091 | =PRODUCT(C29*E29,F29) | =G29
B |  | PLASTERING
B | SolidPlasterer | Solid Plasterer | 0.9 | hour | =XGETRATE("LAB1",$A31,2) | 1.4 | =PRODUCT(C31*E31,F31) | =G31
B | SolidPLabourer | Solid Plasterer Labourer | 0.45 | hour | =XGETRATE("LAB1",$A32,2) | 1.4 | =PRODUCT(C32*E32,F32) | =G32
B |  | Margin | =XGETVALUE("Builders margin",3) | % | =SUBTOTAL(G1:G32) | 1 | =PRODUCT(C33*E33,F33) | =G33
B |  | Thickness of plaster | 13
B |  | YIELD - Cemsplash
B |  | Under ideal conditions one 25kg bag will cover 5m2 approx
B |  | ??2MM THICK | 5 | M2
B |  | 1m2 | 0.2 | bag
B |  | YIELD - Cemplaster
B |  | Under ideal conditions one 30kg bag will cover 2.4m2 approx at 10mm - 12mm thickness.
B |  | 10-12MM THICK | 2.4 | M2
B |  | 1m2 | 0.41667 | bag
B |  | Volume yield | 0.024 | m3
B |  | 5-6MM THICK | 4.8 | M2
B |  | 1m2 | 0.20833 | bag
B |  | 4MM THICK | 7.2 | M2
B |  | 1m2 | 0.13889 | bag
B |  | Per 1MM THICK layer | 24 | M2
B |  | 1m2 | 0.041667 | bag
B |  | Mixing
B |  | 1.7hrs labour per m3 of plaster
B |  | Mixer hire - same as tradesman, covers full day hire of machine
B |  | Delivery
B |  | Say project size of 50m2
B |  | 20 Bags of product, 1 bag = 1/20th of delivery charge | 0.05
I | T34.03.088 | <b>Add</b> extra for narrow widths | T34.03_Solid Plaster_Cement Plaster
I | T34.03.091 | Up to 150mm wide | T34.03_Solid Plaster_Cement Plaster
B |  | MATERIALS
B |  | LATH
B | PM_17PBD_088 | CORRULATH MESH 2400X 700MM | 0.15 | st | =XGETRATE("SUP1",$A3,2) | 0.59524 | =PRODUCT(C3*E3,F3) | =G3
B |  | Discount | =XGETVALUE("Discount 10%",3) | % | =SUBTOTAL(G3:G3) | 1 | =PRODUCT(C4*E4,F4) | =G4
B |  | Waste | =XGETVALUE("Waste 7.5%",3) | % | =SUBTOTAL(G3:G4) | 1 | =PRODUCT(C5*E5,F5) | =G5
B | SolidPLabourer | Solid Plasterer Labourer | 0.15 | hour | =XGETRATE("LAB1",$A6,2) | 1 | =PRODUCT(C6*E6,F6) | =G6
B |  | PREPARATION/KEY COAT
B | PM_25CON_079 | CEMIX CEMSPLASH 25KG CSP025 | 0.15 | ea | =XGETRATE("SUP1",$A8,2) | 0.2 | =PRODUCT(C8*E8,F8) | =G8
B |  | Discount | =XGETVALUE("Discount 10%",3) | % | =SUBTOTAL(G8:G8) | 1 | =PRODUCT(C9*E9,F9) | =G9
B |  | Waste | =XGETVALUE("Waste 15%",3) | % | =SUBTOTAL(G8:G9) | 1 | =PRODUCT(C10*E10,F10) | =G10
B | Deliver2 | General Delivery charge medium | 0.05 | trip | =XGETRATE("PLT",$A11,2) | 0.2 | =PRODUCT(C11*E11,F11) | =G11
B |  | FIRST COAT, 7mm thick
B | PM_25CON_082 | CEMIX CEMPLASTER 30KG CPL030 | 1.05 | ea | =XGETRATE("SUP1",$A13,2) | 0.041667 | =PRODUCT(C13*E13,F13) | =G13
B |  | Discount | =XGETVALUE("Discount 10%",3) | % | =SUBTOTAL(G13:G13) | 1 | =PRODUCT(C14*E14,F14) | =G14
B |  | Waste | =XGETVALUE("Waste 15%",3) | % | =SUBTOTAL(G13:G14) | 1 | =PRODUCT(C15*E15,F15) | =G15
B | Deliver2 | General Delivery charge medium | 0.05 | trip | =XGETRATE("PLT",$A16,2) | 0.20833 | =PRODUCT(C16*E16,F16) | =G16
B |  | SECOND COAT, 7mm thick
B | PM_25CON_082 | CEMIX CEMPLASTER 30KG CPL030 | 1.05 | ea | =XGETRATE("SUP1",$A18,2) | 0.041667 | =PRODUCT(C18*E18,F18) | =G18
B |  | Discount | =XGETVALUE("Discount 10%",3) | % | =SUBTOTAL(G18:G18) | 1 | =PRODUCT(C19*E19,F19) | =G19
B |  | Waste | =XGETVALUE("Waste 15%",3) | % | =SUBTOTAL(G18:G19) | 1 | =PRODUCT(C20*E20,F20) | =G20
B | Deliver2 | General Delivery charge medium | 0.05 | trip | =XGETRATE("PLT",$A21,2) | 0.20833 | =PRODUCT(C21*E21,F21) | =G21
B |  | THIRD COAT, 6mm thick
B | PM_25CON_082 | CEMIX CEMPLASTER 30KG CPL030 | 0.9 | ea | =XGETRATE("SUP1",$A23,2) | 0.041667 | =PRODUCT(C23*E23,F23) | =G23
B |  | Discount | =XGETVALUE("Discount 10%",3) | % | =SUBTOTAL(G23:G23) | 1 | =PRODUCT(C24*E24,F24) | =G24
B |  | Waste | =XGETVALUE("Waste 15%",3) | % | =SUBTOTAL(G23:G24) | 1 | =PRODUCT(C25*E25,F25) | =G25
B | Deliver2 | General Delivery charge medium | 0.05 | trip | =XGETRATE("PLT",$A26,2) | 0.20833 | =PRODUCT(C26*E26,F26) | =G26
B |  | MIXING PLASTER
B | ConcMixer | Concrete Mixer 2 cu ft towable, petrol | 0.05 | day | =XGETRATE("PLT",$A28,2) | 1 | =PRODUCT(C28*E28,F28) | =G28
B | SolidPLabourer | Solid Plasterer Labourer | 1.7 | hour | =XGETRATE("LAB1",$A29,2) | 0.01365 | =PRODUCT(C29*E29,F29) | =G29
B |  | PLASTERING
B | SolidPlasterer | Solid Plasterer | 0.4 | hour | =XGETRATE("LAB1",$A31,2) | 1 | =PRODUCT(C31*E31,F31) | =G31
B | SolidPLabourer | Solid Plasterer Labourer | 0.15 | hour | =XGETRATE("LAB1",$A32,2) | 1 | =PRODUCT(C32*E32,F32) | =G32
B |  | Margin | =XGETVALUE("Builders margin",3) | % | =SUBTOTAL(G1:G32) | 1 | =PRODUCT(C33*E33,F33) | =G33
B |  | Width of narrow width | 0.15
B |  | Thickness of plaster | 13
B |  | YIELD - Cemsplash
B |  | Under ideal conditions one 25kg bag will cover 5m2 approx
B |  | ??2MM THICK | 5 | M2
B |  | 1m2 | 0.2 | bag
B |  | YIELD - Cemplaster
B |  | Under ideal conditions one 30kg bag will cover 2.4m2 approx at 10mm - 12mm thickness.
B |  | 10-12MM THICK | 2.4 | M2
B |  | 1m2 | 0.41667 | bag
B |  | Volume yield | 0.024 | m3
B |  | 5-6MM THICK | 4.8 | M2
B |  | 1m2 | 0.20833 | bag
B |  | 4MM THICK | 7.2 | M2
B |  | 1m2 | 0.13889 | bag
B |  | Per 1MM THICK layer | 24 | M2
B |  | 1m2 | 0.041667 | bag
B |  | Mixing
B |  | 1.7hrs labour per m3 of plaster
B |  | Mixer hire - same as tradesman, covers full day hire of machine
B |  | Delivery
B |  | Say project size of 50m2
B |  | 20 Bags of product, 1 bag = 1/20th of delivery charge | 0.05
I | T34.03.094 | 150mm–300mm wide | T34.03_Solid Plaster_Cement Plaster
B |  | MATERIALS
B |  | LATH
B | PM_17PBD_088 | CORRULATH MESH 2400X 700MM | 0.3 | st | =XGETRATE("SUP1",$A3,2) | 0.59524 | =PRODUCT(C3*E3,F3) | =G3
B |  | Discount | =XGETVALUE("Discount 10%",3) | % | =SUBTOTAL(G3:G3) | 1 | =PRODUCT(C4*E4,F4) | =G4
B |  | Waste | =XGETVALUE("Waste 7.5%",3) | % | =SUBTOTAL(G3:G4) | 1 | =PRODUCT(C5*E5,F5) | =G5
B | SolidPLabourer | Solid Plasterer Labourer | 0.15 | hour | =XGETRATE("LAB1",$A6,2) | 1 | =PRODUCT(C6*E6,F6) | =G6
B |  | PREPARATION/KEY COAT
B | PM_25CON_079 | CEMIX CEMSPLASH 25KG CSP025 | 0.3 | ea | =XGETRATE("SUP1",$A8,2) | 0.2 | =PRODUCT(C8*E8,F8) | =G8
B |  | Discount | =XGETVALUE("Discount 10%",3) | % | =SUBTOTAL(G8:G8) | 1 | =PRODUCT(C9*E9,F9) | =G9
B |  | Waste | =XGETVALUE("Waste 15%",3) | % | =SUBTOTAL(G8:G9) | 1 | =PRODUCT(C10*E10,F10) | =G10
B | Deliver2 | General Delivery charge medium | 0.05 | trip | =XGETRATE("PLT",$A11,2) | 0.2 | =PRODUCT(C11*E11,F11) | =G11
B |  | FIRST COAT, 7mm thick
B | PM_25CON_082 | CEMIX CEMPLASTER 30KG CPL030 | 2.1 | ea | =XGETRATE("SUP1",$A13,2) | 0.041667 | =PRODUCT(C13*E13,F13) | =G13
B |  | Discount | =XGETVALUE("Discount 10%",3) | % | =SUBTOTAL(G13:G13) | 1 | =PRODUCT(C14*E14,F14) | =G14
B |  | Waste | =XGETVALUE("Waste 15%",3) | % | =SUBTOTAL(G13:G14) | 1 | =PRODUCT(C15*E15,F15) | =G15
B | Deliver2 | General Delivery charge medium | 0.05 | trip | =XGETRATE("PLT",$A16,2) | 0.20833 | =PRODUCT(C16*E16,F16) | =G16
B |  | SECOND COAT, 7mm thick
B | PM_25CON_082 | CEMIX CEMPLASTER 30KG CPL030 | 2.1 | ea | =XGETRATE("SUP1",$A18,2) | 0.041667 | =PRODUCT(C18*E18,F18) | =G18
B |  | Discount | =XGETVALUE("Discount 10%",3) | % | =SUBTOTAL(G18:G18) | 1 | =PRODUCT(C19*E19,F19) | =G19
B |  | Waste | =XGETVALUE("Waste 15%",3) | % | =SUBTOTAL(G18:G19) | 1 | =PRODUCT(C20*E20,F20) | =G20
B | Deliver2 | General Delivery charge medium | 0.05 | trip | =XGETRATE("PLT",$A21,2) | 0.20833 | =PRODUCT(C21*E21,F21) | =G21
B |  | THIRD COAT, 6mm thick
B | PM_25CON_082 | CEMIX CEMPLASTER 30KG CPL030 | 1.8 | ea | =XGETRATE("SUP1",$A23,2) | 0.041667 | =PRODUCT(C23*E23,F23) | =G23
B |  | Discount | =XGETVALUE("Discount 10%",3) | % | =SUBTOTAL(G23:G23) | 1 | =PRODUCT(C24*E24,F24) | =G24
B |  | Waste | =XGETVALUE("Waste 15%",3) | % | =SUBTOTAL(G23:G24) | 1 | =PRODUCT(C25*E25,F25) | =G25
B | Deliver2 | General Delivery charge medium | 0.05 | trip | =XGETRATE("PLT",$A26,2) | 0.20833 | =PRODUCT(C26*E26,F26) | =G26
B |  | MIXING PLASTER
B | ConcMixer | Concrete Mixer 2 cu ft towable, petrol | 0.05 | day | =XGETRATE("PLT",$A28,2) | 1 | =PRODUCT(C28*E28,F28) | =G28
B | SolidPLabourer | Solid Plasterer Labourer | 1.7 | hour | =XGETRATE("LAB1",$A29,2) | 0.0273 | =PRODUCT(C29*E29,F29) | =G29
B |  | PLASTERING
B | SolidPlasterer | Solid Plasterer | 0.4 | hour | =XGETRATE("LAB1",$A31,2) | 1 | =PRODUCT(C31*E31,F31) | =G31
B | SolidPLabourer | Solid Plasterer Labourer | 0.15 | hour | =XGETRATE("LAB1",$A32,2) | 1 | =PRODUCT(C32*E32,F32) | =G32
B |  | Margin | =XGETVALUE("Builders margin",3) | % | =SUBTOTAL(G1:G32) | 1 | =PRODUCT(C33*E33,F33) | =G33
B |  | Width of narrow width | 0.3
B |  | Thickness of plaster | 13
B |  | YIELD - Cemsplash
B |  | Under ideal conditions one 25kg bag will cover 5m2 approx
B |  | ??2MM THICK | 5 | M2
B |  | 1m2 | 0.2 | bag
B |  | YIELD - Cemplaster
B |  | Under ideal conditions one 30kg bag will cover 2.4m2 approx at 10mm - 12mm thickness.
B |  | 10-12MM THICK | 2.4 | M2
B |  | 1m2 | 0.41667 | bag
B |  | Volume yield | 0.024 | m3
B |  | 5-6MM THICK | 4.8 | M2
B |  | 1m2 | 0.20833 | bag
B |  | 4MM THICK | 7.2 | M2
B |  | 1m2 | 0.13889 | bag
B |  | Per 1MM THICK layer | 24 | M2
B |  | 1m2 | 0.041667 | bag
B |  | Mixing
B |  | 1.7hrs labour per m3 of plaster
B |  | Mixer hire - same as tradesman, covers full day hire of machine
B |  | Delivery
B |  | Say project size of 50m2
B |  | 20 Bags of product, 1 bag = 1/20th of delivery charge | 0.05
I | T34.03.097 | <b>Waterproofing Agent</b> | T34.03_Solid Plaster_Cement Plaster | m2
B | PM_25CON_229 | CEMIX WATERPROOF ADMIXTURE 20L | 0.4 | ea | =XGETRATE("SUP1",$A1,2) | 0.05 | =PRODUCT(C1*E1,F1) | =G1
B |  | Discount | =XGETVALUE("Discount 10%",3) | % | =SUBTOTAL(G1:G1) | 1 | =PRODUCT(C2*E2,F2) | =G2
B |  | Waste | =XGETVALUE("Waste 15%",3) | % | =SUBTOTAL(G1:G2) | 1 | =PRODUCT(C3*E3,F3) | =G3
B | SolidPLabourer | Solid Plasterer Labourer | 0.05 | hour | =XGETRATE("LAB1",$A4,2) | 1 | =PRODUCT(C4*E4,F4) | =G4
B |  | Margin | =XGETVALUE("Builders margin",3) | % | =SUBTOTAL(G1:G4) | 1 | =PRODUCT(C5*E5,F5) | =G5
B |  | Under ideal conditions one 30kg bag will cover 2.4m2 approx at 10mm - 12mm thickness.
B |  | Therefore 40kg = 3m2 at 12mm, or 2.5m2 at 15mm
I | T34.04.001 | Labours On Cement Plaster | T34.04_Solid Plaster_Labours
I | T34.04.004 | Arris | T34.04_Solid Plaster_Labours | m | 15.0429
I | T34.04.007 | Rounded or chamfered angle | T34.04_Solid Plaster_Labours | m | 15.0429
I | T34.04.010 | Fair edge | T34.04_Solid Plaster_Labours | m | 15.0429
I | T34.04.013 | Ceiling cove 50mm | T34.04_Solid Plaster_Labours | m | 15.0429
I | T34.04.016 | Floor cove 50mm with 100mm upstand | T34.04_Solid Plaster_Labours | m | 23.4001
I | T34.04.019 | Mitre to floor cove | T34.04_Solid Plaster_Labours | No | 15.0429
I | T34.04.022 | Internal angle to floor cove | T34.04_Solid Plaster_Labours | No | 15.0429
I | T34.04.025 | External angle to floor cove | T34.04_Solid Plaster_Labours | No | 15.0429
I | T34.05.001 | Tyrolean Plaster | T34.05_Solid Plaster_Tyrolean Plaster
I | T34.05.004 | <b>Tyrolean Finish Plaster,</b> 16mm thick in 3 coats to | T34.05_Solid Plaster_Tyrolean Plaster
I | T34.05.007 | Brick walls | T34.05_Solid Plaster_Tyrolean Plaster | m2 | 71.3145
I | T34.05.010 | Concrete walls | T34.05_Solid Plaster_Tyrolean Plaster | m2 | 71.3145
I | T34.05.013 | Isolated columns | T34.05_Solid Plaster_Tyrolean Plaster | m2 | 73.5431
I | T34.05.016 | <b>Add</b> extra for narrow widths | T34.05_Solid Plaster_Tyrolean Plaster
I | T34.05.019 | Up to 150mm wide | T34.05_Solid Plaster_Tyrolean Plaster | m | 13.9286
I | T34.05.022 | 150mm–300mm wide | T34.05_Solid Plaster_Tyrolean Plaster | m | 14.4858
I | T34.05.025 | <b>External Angle,</b> including galvanised metal bead | T34.05_Solid Plaster_Tyrolean Plaster | m | 15.8786
I | T34.06.001 | Hardwall Plaster | T34.06_Solid Plaster_Hardwall Plaster
I | T34.06.004 | <b>Hardwall Plaster,</b> 4mm thick, smooth finish in 2 coats to | T34.06_Solid Plaster_Hardwall Plaster
I | T34.06.007 | Walls | T34.06_Solid Plaster_Hardwall Plaster | m2 | 46.5216
I | T34.06.010 | Ceilings | T34.06_Solid Plaster_Hardwall Plaster | m2 | 49.0287
I | T34.06.013 | Isolated columns | T34.06_Solid Plaster_Hardwall Plaster | m2 | 50.4216
I | T34.06.016 | Soffits | T34.06_Solid Plaster_Hardwall Plaster | m2 | 50.4216
I | T34.06.019 | Sloping soffits | T34.06_Solid Plaster_Hardwall Plaster | m2 | 52.093
I | T34.06.022 | <b>Add</b> extra for narrow widths | T34.06_Solid Plaster_Hardwall Plaster
I | T34.06.025 | Up to 150mm wide | T34.06_Solid Plaster_Hardwall Plaster | m | 8.1343
I | T34.06.028 | 150mm–300mm wide | T34.06_Solid Plaster_Hardwall Plaster | m | 9.4715
I | T34.07.001 | Labours On Hardwall Plaster | T34.07_Solid Plaster_Labours on Hardwall Plaster
I | T34.07.004 | Fair edge | T34.07_Solid Plaster_Labours on Hardwall Plaster | m | 9.4715
I | T34.07.007 | Finish to metal door frame or other materials | T34.07_Solid Plaster_Labours on Hardwall Plaster | m | 9.4715
I | T34.07.010 | Arris, including galvanised metal casing bead | T34.07_Solid Plaster_Labours on Hardwall Plaster | m | 15.0429
I | T34.07.013 | <b>External Angle,</b> including galvanised metal bead | T34.07_Solid Plaster_Labours on Hardwall Plaster | m | 15.0429
I | T34.08.001 | Proprietary Plaster Systems | T34.08_Solid Plaster_Proprietary Plaster
I | T34.08.004 | <b>Tecstop<s>®</s></b> levelling plaster to blockwork | T34.08_Solid Plaster_Proprietary Plaster | m2 | 72.4288
I | T34.08.007 | <b>Thermaplast<s>®</s></b> 20mm thick insulating lightweight plaster to blockwork | T34.08_Solid Plaster_Proprietary Plaster | m2 | 111.4289
I | T34.08.010 | <b>Rockcote LiterockPlus</b> solid plaster system, with heavy duty fibreglass mesh, and acrylic glaze coat, to fibre cement backing board | T34.08_Solid Plaster_Proprietary Plaster | m2 | 144.8576
I | T34.08.013 | <b>Rockcote Masonry Render System,</b> | T34.08_Solid Plaster_Proprietary Plaster | m2 | 78.0003
I | T34.08.016 | 3mm base coat, levelling plaster, sealer, acrylic coloured plaster and coloured sealer, to concrete or blockwork | T34.08_Solid Plaster_Proprietary Plaster | m2 | 89.1431
I | T34.08.019 | <b>Rockcote Mono Render System,</b> | T34.08_Solid Plaster_Proprietary Plaster | m2 | 78.0003
I | T34.08.022 | 4mm–8mm base coat, levelling plaster, sealer, acrylic coloured plaster and coloured sealer, to brickwork | T34.08_Solid Plaster_Proprietary Plaster | m2 | 89.1431
I | T34.09.001 | Expanded Metal Lath, Accessories | T34.09_Solid Plaster_Metal Lath and Accessories
I | T34.09.004 | <b>Expanded Metal Lath,</b> galvanised steel, fixed to | T34.09_Solid Plaster_Metal Lath and Accessories
I | T34.09.007 | Timber studding | T34.09_Solid Plaster_Metal Lath and Accessories | m2
B |  | MATERIALS
B |  | LATH
B | PM_17PBD_088 | CORRULATH MESH 2400X 700MM | 1 | st | =XGETRATE("SUP1",$A3,2) | 0.59524 | =PRODUCT(C3*E3,F3) | =G3
B |  | Discount | =XGETVALUE("Discount 10%",3) | % | =SUBTOTAL(G3:G3) | 1 | =PRODUCT(C4*E4,F4) | =G4
B |  | Waste | =XGETVALUE("Waste 7.5%",3) | % | =SUBTOTAL(G3:G4) | 1 | =PRODUCT(C5*E5,F5) | =G5
B | PM_41FAS_415 | SCREW HEX T17 TIMBER NEO CL4 50JAR 12X35 | 10 | st | =XGETRATE("SUP1",$A6,2) | 0.02 | =PRODUCT(C6*E6,F6) | =G6
B |  | Discount | =XGETVALUE("Discount 10%",3) | % | =SUBTOTAL(G6:G6) | 1 | =PRODUCT(C7*E7,F7) | =G7
B |  | Waste | =XGETVALUE("Waste 7.5%",3) | % | =SUBTOTAL(G6:G7) | 1 | =PRODUCT(C8*E8,F8) | =G8
B | SolidPLabourer | Solid Plasterer Labourer | 0.25 | hour | =XGETRATE("LAB1",$A9,2) | 1 | =PRODUCT(C9*E9,F9) | =G9
B |  | Margin | =XGETVALUE("Builders margin",3) | % | =SUBTOTAL(G1:G9) | 1 | =PRODUCT(C10*E10,F10) | =G10
I | T34.09.010 | Metal studding | T34.09_Solid Plaster_Metal Lath and Accessories | m2 |  | 1
B |  | MATERIALS
B |  | LATH
B | PM_17PBD_088 | CORRULATH MESH 2400X 700MM | 1 | st | =XGETRATE("SUP1",$A3,2) | 0.59524 | =PRODUCT(C3*E3,F3) | =G3
B |  | Discount | =XGETVALUE("Discount 10%",3) | % | =SUBTOTAL(G3:G3) | 1 | =PRODUCT(C4*E4,F4) | =G4
B |  | Waste | =XGETVALUE("Waste 7.5%",3) | % | =SUBTOTAL(G3:G4) | 1 | =PRODUCT(C5*E5,F5) | =G5
B | PM_41FAS_478 | SCREW METAL HEX NEO CL4 12G 55MM 50PK | 10 | st | =XGETRATE("SUP1",$A6,2) | 0.02 | =PRODUCT(C6*E6,F6) | =G6
B |  | Discount | =XGETVALUE("Discount 10%",3) | % | =SUBTOTAL(G6:G6) | 1 | =PRODUCT(C7*E7,F7) | =G7
B |  | Waste | =XGETVALUE("Waste 7.5%",3) | % | =SUBTOTAL(G6:G7) | 1 | =PRODUCT(C8*E8,F8) | =G8
B | SolidPLabourer | Solid Plasterer Labourer | 0.25 | hour | =XGETRATE("LAB1",$A9,2) | 1 | =PRODUCT(C9*E9,F9) | =G9
B |  | Margin | =XGETVALUE("Builders margin",3) | % | =SUBTOTAL(G1:G9) | 1 | =PRODUCT(C10*E10,F10) | =G10
I | T34.09.013 | Soffit of timber joists | T34.09_Solid Plaster_Metal Lath and Accessories | m2
B |  | MATERIALS
B |  | LATH
B | PM_17PBD_088 | CORRULATH MESH 2400X 700MM | 1 | st | =XGETRATE("SUP1",$A3,2) | 0.59524 | =PRODUCT(C3*E3,F3) | =G3
B |  | Discount | =XGETVALUE("Discount 10%",3) | % | =SUBTOTAL(G3:G3) | 1 | =PRODUCT(C4*E4,F4) | =G4
B |  | Waste | =XGETVALUE("Waste 7.5%",3) | % | =SUBTOTAL(G3:G4) | 1 | =PRODUCT(C5*E5,F5) | =G5
B | PM_41FAS_415 | SCREW HEX T17 TIMBER NEO CL4 50JAR 12X35 | 10 | st | =XGETRATE("SUP1",$A6,2) | 0.02 | =PRODUCT(C6*E6,F6) | =G6
B |  | Discount | =XGETVALUE("Discount 10%",3) | % | =SUBTOTAL(G6:G6) | 1 | =PRODUCT(C7*E7,F7) | =G7
B |  | Waste | =XGETVALUE("Waste 7.5%",3) | % | =SUBTOTAL(G6:G7) | 1 | =PRODUCT(C8*E8,F8) | =G8
B | SolidPLabourer | Solid Plasterer Labourer | 0.5 | hour | =XGETRATE("LAB1",$A9,2) | 1 | =PRODUCT(C9*E9,F9) | =G9
B |  | Margin | =XGETVALUE("Builders margin",3) | % | =SUBTOTAL(G1:G9) | 1 | =PRODUCT(C10*E10,F10) | =G10
I | T34.09.016 | <b>Accessories,</b> galvanised steel | T34.09_Solid Plaster_Metal Lath and Accessories
I | T34.09.019 | Expanded casing bead | T34.09_Solid Plaster_Metal Lath and Accessories | m | 15.0429
I | T34.09.022 | Expanded control joint | T34.09_Solid Plaster_Metal Lath and Accessories | m | 16.4358
I | T34.09.025 | <b>Building Paper</b> under metal lath, heavy quality | T34.09_Solid Plaster_Metal Lath and Accessories | m2
B |  | Materials
B | PM_22BWP_004 | BITUMAC 710 BLDG PAPER 1370MMX37M 7885037 | 1 | st | =XGETRATE("SUP1",$A2,2) | 0.019728 | =PRODUCT(C2*E2,F2) | =G2
B |  | Discount | =XGETVALUE("Discount 10%",3) | % | =SUBTOTAL(G2:G2) | 1 | =PRODUCT(C3*E3,F3) | =G3
B |  | Waste | =XGETVALUE("Waste 7.5%",3) | % | =SUBTOTAL(G2:G3) | 1 | =PRODUCT(C4*E4,F4) | =G4
B | PM_41FAS_073 | NAIL GALV CLOUT 30MMX2.50MM 15KG | 10 | st | =XGETRATE("SUP1",$A5,2) | 0.00010025 | =PRODUCT(C5*E5,F5) | =G5
B |  | Discount | =XGETVALUE("Discount 10%",3) | % | =SUBTOTAL(G5:G5) | 1 | =PRODUCT(C6*E6,F6) | =G6
B |  | Waste | =XGETVALUE("Waste 7.5%",3) | % | =SUBTOTAL(G5:G6) | 1 | =PRODUCT(C7*E7,F7) | =G7
B | SolidPLabourer | Solid Plasterer Labourer | 0.08 | hour | =XGETRATE("LAB1",$A8,2) | 1 | =PRODUCT(C8*E8,F8) | =G8
B |  | Margin | =XGETVALUE("Builders margin",3) | % | =SUBTOTAL(G1:G8) | 1 | =PRODUCT(C9*E9,F9) | =G9
I | T34.09.028 | Vermiculite Plaster & Textured Finishes, | T34.09_Solid Plaster_Metal Lath and Accessories
I | T34.09.031 | EIFS Exterior Insulating Plaster Systems, | T34.09_Solid Plaster_Metal Lath and Accessories
I | T34.09.032 | Last Item | T34.00_Solid Plaster