## Sheet1
item_block | id | name | qty | uom | formula | factor | costx1 | costx2
O | Code | Description | Group or Qty/Waste/Disc formula | UOM | Rate formula | Factor | Product formula | Incl
O |  | Cell S2 - enter number of CITY required, ie, 1 to 6 (more are possible) |  | keep | copy from sample file | enter for sheet/lgth or 1
O |  | This controls the formula for different CITY's before saving as csv for each CITY
O
O | Copy/paste values over columns D to I, then save as CSV. Delete columns J onwards - caution, only once saved as csv file
O | Delete lines above and including this row after saved as csv file, Save again as csv file
I | T27.00.001 | Plumbing | T27.00_PLU_General
I | T27.00.005 | Rates for sanitary fixtures include installation, complete with plugs, grated waste outlets, brackets, all fixings and jointing to pipes. | T27.00_PLU_General
I | T27.00.009 | Rates do not include pipework, traps, cocks or taps unless stated. | T27.00_PLU_General
I | T27.00.013 | Rates are intended to cover a reasonable range of residential and commercial projects. For projects with a higher specification, refer to plumbing merchants for supply costs. | T27.00_PLU_General
I | T27.00.017 | For installed costs including pipework, taps & traps, | T27.00_PLU_General
I | T27.00.021 | Materials: VC = vitreous china, SS = stainless steel | T27.00_PLU_General
I | T27.01.001 | WC Pans: Vitreous China | T27.01_PLU_WC's
I | T27.01.005 | For WC Suites, | T27.01_PLU_WC's
I | T27.01.009 | Rates include installation, WC pan, quick fit coupling and vent pipe connector where required. | T27.01_PLU_WC's
I | T27.01.013 | <b>WC Pan, Floor Mounted, with P or S–trap</b> | T27.01_PLU_WC's
I | T27.01.017 | Caroma Concorde, P or S–trap, Deluxe seat | T27.01_PLU_WC's
I | T27.01.021 | White, non-vented | T27.01_PLU_WC's | No
B | VSNVWH | Caroma Concorde S-Trap Pan NV White (Old Style) | 1 | ea | =GetRate("PLU",$A1,2) | 1 | =PRODUCT(C1*E1,F1) | =G1
B |  | Discount - trade price | =GetValue("Discount PLU San Ftg",3) | % | =SubTotal(G1:G1) | 1 | =PRODUCT(C2*E2,F2) | =G2
B |  | Waste and Fixings | =GetValue("Waste 2.5%",3) | % | =SubTotal(G1:G2) | 1 | =PRODUCT(C3*E3,F3) | =G3
B | CRMDLXWH | Caroma Deluxe Toilet Seat White | 1 | ea | =GetRate("PLU",$A4,2) | 1 | =PRODUCT(C4*E4,F4) | =G4
B |  | Discount - trade price | =GetValue("Discount PLU San Ftg",3) | % | =SubTotal(G4:G4) | 1 | =PRODUCT(C5*E5,F5) | =G5
B |  | Waste and Fixings | =GetValue("Waste 2.5%",3) | % | =SubTotal(G4:G5) | 1 | =PRODUCT(C6*E6,F6) | =G6
B | MULTIFITWH | Multifit Pan Connector No. 208315-White | 1 | ea | =GetRate("PLU",$A7,2) | 1 | =PRODUCT(C7*E7,F7) | =G7
B |  | Discount - trade price | =GetValue("Discount 15%",3) | % | =SubTotal(G7:G7) | 1 | =PRODUCT(C8*E8,F8) | =G8
B |  | Waste and Fixings | =GetValue("Waste 2.5%",3) | % | =SubTotal(G7:G8) | 1 | =PRODUCT(C9*E9,F9) | =G9
B | CRMPSCWWH | Caroma S/Steel Pan Screw Set-White | 1 | pk | =GetRate("PLU",$A10,2) | 1 | =PRODUCT(C10*E10,F10) | =G10
B |  | Discount - trade price | =GetValue("Discount 15%",3) | % | =SubTotal(G10:G10) | 1 | =PRODUCT(C11*E11,F11) | =G11
B |  | Waste and Fixings | =GetValue("Waste 2.5%",3) | % | =SubTotal(G10:G11) | 1 | =PRODUCT(C12*E12,F12) | =G12
B | 6009104033 | Fuller 770 Sanitary White 300gm | 1 | ea | =GetRate("PLU",$A13,2) | 0.2 | =PRODUCT(C13*E13,F13) | =G13
B |  | Discount - trade price | =GetValue("Discount 15%",3) | % | =SubTotal(G13:G13) | 1 | =PRODUCT(C14*E14,F14) | =G14
B |  | Waste and Fixings | =GetValue("Waste 5%",3) | % | =SubTotal(G13:G14) | 1 | =PRODUCT(C15*E15,F15) | =G15
B | Plumber | Plumber | 1 | hrs | =GetRate("LAB1",$A16,2) | 1 | =PRODUCT(C16*E16,F16) | =G16
B |  | Margin | =GetValue("Plumbers margin",3) | % | =SubTotal(G1:G16) | 1 | =PRODUCT(C17*E17,F17) | =G17
I | T27.01.025 | Smartflush, concealed trap | T27.01_PLU_WC's | No
B | CRM606400WH | Trident Smartflush S-Trap Concealed Pan White | 1 | ea | =GetRate("PLU",$A1,2) | 1 | =PRODUCT(C1*E1,F1) | =G1
B |  | Discount - trade price | =GetValue("Discount PLU San Ftg",3) | % | =SubTotal(G1:G1) | 1 | =PRODUCT(C2*E2,F2) | =G2
B |  | Waste and Fixings | =GetValue("Waste 2.5%",3) | % | =SubTotal(G1:G2) | 1 | =PRODUCT(C3*E3,F3) | =G3
B | CRMDLXWH | Caroma Deluxe Toilet Seat White | 1 | ea | =GetRate("PLU",$A4,2) | 1 | =PRODUCT(C4*E4,F4) | =G4
B |  | Discount - trade price | =GetValue("Discount PLU San Ftg",3) | % | =SubTotal(G4:G4) | 1 | =PRODUCT(C5*E5,F5) | =G5
B |  | Waste and Fixings | =GetValue("Waste 2.5%",3) | % | =SubTotal(G4:G5) | 1 | =PRODUCT(C6*E6,F6) | =G6
B | MULTIFITWH | Multifit Pan Connector No. 208315-White | 1 | ea | =GetRate("PLU",$A7,2) | 1 | =PRODUCT(C7*E7,F7) | =G7
B |  | Discount - trade price | =GetValue("Discount 15%",3) | % | =SubTotal(G7:G7) | 1 | =PRODUCT(C8*E8,F8) | =G8
B |  | Waste and Fixings | =GetValue("Waste 2.5%",3) | % | =SubTotal(G7:G8) | 1 | =PRODUCT(C9*E9,F9) | =G9
B | CRMPSCWWH | Caroma S/Steel Pan Screw Set-White | 1 | pk | =GetRate("PLU",$A10,2) | 1 | =PRODUCT(C10*E10,F10) | =G10
B |  | Discount - trade price | =GetValue("Discount 15%",3) | % | =SubTotal(G10:G10) | 1 | =PRODUCT(C11*E11,F11) | =G11
B |  | Waste and Fixings | =GetValue("Waste 2.5%",3) | % | =SubTotal(G10:G11) | 1 | =PRODUCT(C12*E12,F12) | =G12
B | 6009104033 | Fuller 770 Sanitary White 300gm | 1 | ea | =GetRate("PLU",$A13,2) | 0.2 | =PRODUCT(C13*E13,F13) | =G13
B |  | Discount - trade price | =GetValue("Discount 15%",3) | % | =SubTotal(G13:G13) | 1 | =PRODUCT(C14*E14,F14) | =G14
B |  | Waste and Fixings | =GetValue("Waste 5%",3) | % | =SubTotal(G13:G14) | 1 | =PRODUCT(C15*E15,F15) | =G15
B | Plumber | Plumber | 1 | hrs | =GetRate("LAB1",$A16,2) | 1 | =PRODUCT(C16*E16,F16) | =G16
B |  | Margin | =GetValue("Plumbers margin",3) | % | =SubTotal(G1:G16) | 1 | =PRODUCT(C17*E17,F17) | =G17
I | T27.01.029 | White, vented, left or right handed | T27.01_PLU_WC's | No
B | VPLHVWH | Caroma Concorde P-Trap Pan LHV White | 1 | ea | =GetRate("PLU",$A1,2) | 1 | =PRODUCT(C1*E1,F1) | =G1
B |  | Discount - trade price | =GetValue("Discount PLU San Ftg",3) | % | =SubTotal(G1:G1) | 1 | =PRODUCT(C2*E2,F2) | =G2
B |  | Waste and Fixings | =GetValue("Waste 2.5%",3) | % | =SubTotal(G1:G2) | 1 | =PRODUCT(C3*E3,F3) | =G3
B | CRMDLXWH | Caroma Deluxe Toilet Seat White | 1 | ea | =GetRate("PLU",$A4,2) | 1 | =PRODUCT(C4*E4,F4) | =G4
B |  | Discount - trade price | =GetValue("Discount PLU San Ftg",3) | % | =SubTotal(G4:G4) | 1 | =PRODUCT(C5*E5,F5) | =G5
B |  | Waste and Fixings | =GetValue("Waste 2.5%",3) | % | =SubTotal(G4:G5) | 1 | =PRODUCT(C6*E6,F6) | =G6
B | MULTIFITWH | Multifit Pan Connector No. 208315-White | 1 | ea | =GetRate("PLU",$A7,2) | 1 | =PRODUCT(C7*E7,F7) | =G7
B |  | Discount - trade price | =GetValue("Discount 15%",3) | % | =SubTotal(G7:G7) | 1 | =PRODUCT(C8*E8,F8) | =G8
B |  | Waste and Fixings | =GetValue("Waste 2.5%",3) | % | =SubTotal(G7:G8) | 1 | =PRODUCT(C9*E9,F9) | =G9
B | CRMPSCWWH | Caroma S/Steel Pan Screw Set-White | 1 | pk | =GetRate("PLU",$A10,2) | 1 | =PRODUCT(C10*E10,F10) | =G10
B |  | Discount - trade price | =GetValue("Discount 15%",3) | % | =SubTotal(G10:G10) | 1 | =PRODUCT(C11*E11,F11) | =G11
B |  | Waste and Fixings | =GetValue("Waste 2.5%",3) | % | =SubTotal(G10:G11) | 1 | =PRODUCT(C12*E12,F12) | =G12
B | 6009104033 | Fuller 770 Sanitary White 300gm | 1 | ea | =GetRate("PLU",$A13,2) | 0.2 | =PRODUCT(C13*E13,F13) | =G13
B |  | Discount - trade price | =GetValue("Discount 15%",3) | % | =SubTotal(G13:G13) | 1 | =PRODUCT(C14*E14,F14) | =G14
B |  | Waste and Fixings | =GetValue("Waste 5%",3) | % | =SubTotal(G13:G14) | 1 | =PRODUCT(C15*E15,F15) | =G15
B | Plumber | Plumber | 1 | hrs | =GetRate("LAB1",$A16,2) | 1 | =PRODUCT(C16*E16,F16) | =G16
B |  | Margin | =GetValue("Plumbers margin",3) | % | =SubTotal(G1:G16) | 1 | =PRODUCT(C17*E17,F17) | =G17
I | T27.01.033 | Dux pan, P or S–trap, with Dux Regent seat and lid, white, non-vented | T27.01_PLU_WC's | No
B | DXC16PLVWH | Dux P-Trap Non-Vented Pan White 4.5L | 1 | ea | =GetRate("PLU",$A1,2) | 1 | =PRODUCT(C1*E1,F1) | =G1
B |  | Discount - trade price | =GetValue("Discount PLU San Ftg",3) | % | =SubTotal(G1:G1) | 1 | =PRODUCT(C2*E2,F2) | =G2
B |  | Waste and Fixings | =GetValue("Waste 2.5%",3) | % | =SubTotal(G1:G2) | 1 | =PRODUCT(C3*E3,F3) | =G3
B | DXRGDFWH | Dux Regent D/F Seat White | 1 | ea | =GetRate("PLU",$A4,2) | 1 | =PRODUCT(C4*E4,F4) | =G4
B |  | Discount - trade price | =GetValue("Discount PLU San Ftg",3) | % | =SubTotal(G4:G4) | 1 | =PRODUCT(C5*E5,F5) | =G5
B |  | Waste and Fixings | =GetValue("Waste 2.5%",3) | % | =SubTotal(G4:G5) | 1 | =PRODUCT(C6*E6,F6) | =G6
B | MULTIFITWH | Multifit Pan Connector No. 208315-White | 1 | ea | =GetRate("PLU",$A7,2) | 1 | =PRODUCT(C7*E7,F7) | =G7
B |  | Discount - trade price | =GetValue("Discount 15%",3) | % | =SubTotal(G7:G7) | 1 | =PRODUCT(C8*E8,F8) | =G8
B |  | Waste and Fixings | =GetValue("Waste 2.5%",3) | % | =SubTotal(G7:G8) | 1 | =PRODUCT(C9*E9,F9) | =G9
B | CRMPSCWWH | Caroma S/Steel Pan Screw Set-White | 1 | pk | =GetRate("PLU",$A10,2) | 1 | =PRODUCT(C10*E10,F10) | =G10
B |  | Discount - trade price | =GetValue("Discount 15%",3) | % | =SubTotal(G10:G10) | 1 | =PRODUCT(C11*E11,F11) | =G11
B |  | Waste and Fixings | =GetValue("Waste 2.5%",3) | % | =SubTotal(G10:G11) | 1 | =PRODUCT(C12*E12,F12) | =G12
B | 6009104033 | Fuller 770 Sanitary White 300gm | 1 | ea | =GetRate("PLU",$A13,2) | 0.2 | =PRODUCT(C13*E13,F13) | =G13
B |  | Discount - trade price | =GetValue("Discount 15%",3) | % | =SubTotal(G13:G13) | 1 | =PRODUCT(C14*E14,F14) | =G14
B |  | Waste and Fixings | =GetValue("Waste 5%",3) | % | =SubTotal(G13:G14) | 1 | =PRODUCT(C15*E15,F15) | =G15
B | Plumber | Plumber | 1 | hrs | =GetRate("LAB1",$A16,2) | 1 | =PRODUCT(C16*E16,F16) | =G16
B |  | Margin | =GetValue("Plumbers margin",3) | % | =SubTotal(G1:G16) | 1 | =PRODUCT(C17*E17,F17) | =G17
I | T27.01.037 | Dux pan, shrouded, P or S–trap, with Dux Regent seat and lid, white, vented | T27.01_PLU_WC's | No
B | DXC17PNVWH | #Dux Shrouded S Trap Pan White | 1 | ea | =GetRate("PLU",$A1,2) | 1 | =PRODUCT(C1*E1,F1) | =G1
B |  | Discount - trade price | =GetValue("Discount PLU San Ftg",3) | % | =SubTotal(G1:G1) | 1 | =PRODUCT(C2*E2,F2) | =G2
B |  | Waste and Fixings | =GetValue("Waste 2.5%",3) | % | =SubTotal(G1:G2) | 1 | =PRODUCT(C3*E3,F3) | =G3
B | DXRGDFWH | Dux Regent D/F Seat White | 1 | ea | =GetRate("PLU",$A4,2) | 1 | =PRODUCT(C4*E4,F4) | =G4
B |  | Discount - trade price | =GetValue("Discount PLU San Ftg",3) | % | =SubTotal(G4:G4) | 1 | =PRODUCT(C5*E5,F5) | =G5
B |  | Waste and Fixings | =GetValue("Waste 2.5%",3) | % | =SubTotal(G4:G5) | 1 | =PRODUCT(C6*E6,F6) | =G6
B | MULTIFITWH | Multifit Pan Connector No. 208315-White | 1 | ea | =GetRate("PLU",$A7,2) | 1 | =PRODUCT(C7*E7,F7) | =G7
B |  | Discount - trade price | =GetValue("Discount 15%",3) | % | =SubTotal(G7:G7) | 1 | =PRODUCT(C8*E8,F8) | =G8
B |  | Waste and Fixings | =GetValue("Waste 2.5%",3) | % | =SubTotal(G7:G8) | 1 | =PRODUCT(C9*E9,F9) | =G9
B | CRMPSCWWH | Caroma S/Steel Pan Screw Set-White | 1 | pk | =GetRate("PLU",$A10,2) | 1 | =PRODUCT(C10*E10,F10) | =G10
B |  | Discount - trade price | =GetValue("Discount 15%",3) | % | =SubTotal(G10:G10) | 1 | =PRODUCT(C11*E11,F11) | =G11
B |  | Waste and Fixings | =GetValue("Waste 2.5%",3) | % | =SubTotal(G10:G11) | 1 | =PRODUCT(C12*E12,F12) | =G12
B | 6009104033 | Fuller 770 Sanitary White 300gm | 1 | ea | =GetRate("PLU",$A13,2) | 0.2 | =PRODUCT(C13*E13,F13) | =G13
B |  | Discount - trade price | =GetValue("Discount 15%",3) | % | =SubTotal(G13:G13) | 1 | =PRODUCT(C14*E14,F14) | =G14
B |  | Waste and Fixings | =GetValue("Waste 5%",3) | % | =SubTotal(G13:G14) | 1 | =PRODUCT(C15*E15,F15) | =G15
B | Plumber | Plumber | 1 | hrs | =GetRate("LAB1",$A16,2) | 1 | =PRODUCT(C16*E16,F16) | =G16
B |  | Margin | =GetValue("Plumbers margin",3) | % | =SubTotal(G1:G16) | 1 | =PRODUCT(C17*E17,F17) | =G17
I | T27.01.041 | Caroma Junior School or Kindergarten size, P or S–trap, with Caroma Junior seat, single flap | T27.01_PLU_WC's | No
B | CRMJUNPWH | Caroma Junior P-Pan White | 1 | ea | =GetRate("PLU",$A1,2) | 1 | =PRODUCT(C1*E1,F1) | =G1
B |  | Discount - trade price | =GetValue("Discount PLU San Ftg",3) | % | =SubTotal(G1:G1) | 1 | =PRODUCT(C2*E2,F2) | =G2
B |  | Waste and Fixings | =GetValue("Waste 2.5%",3) | % | =SubTotal(G1:G2) | 1 | =PRODUCT(C3*E3,F3) | =G3
B | CRMJUNWH | Caroma Junior Toilet Seat White | 1 | ea | =GetRate("PLU",$A4,2) | 1 | =PRODUCT(C4*E4,F4) | =G4
B |  | Discount - trade price | =GetValue("Discount PLU San Ftg",3) | % | =SubTotal(G4:G4) | 1 | =PRODUCT(C5*E5,F5) | =G5
B |  | Waste and Fixings | =GetValue("Waste 2.5%",3) | % | =SubTotal(G4:G5) | 1 | =PRODUCT(C6*E6,F6) | =G6
B | MULTIFITWH | Multifit Pan Connector No. 208315-White | 1 | ea | =GetRate("PLU",$A7,2) | 1 | =PRODUCT(C7*E7,F7) | =G7
B |  | Discount - trade price | =GetValue("Discount 15%",3) | % | =SubTotal(G7:G7) | 1 | =PRODUCT(C8*E8,F8) | =G8
B |  | Waste and Fixings | =GetValue("Waste 2.5%",3) | % | =SubTotal(G7:G8) | 1 | =PRODUCT(C9*E9,F9) | =G9
B | CRMPSCWWH | Caroma S/Steel Pan Screw Set-White | 1 | pk | =GetRate("PLU",$A10,2) | 1 | =PRODUCT(C10*E10,F10) | =G10
B |  | Discount - trade price | =GetValue("Discount 15%",3) | % | =SubTotal(G10:G10) | 1 | =PRODUCT(C11*E11,F11) | =G11
B |  | Waste and Fixings | =GetValue("Waste 2.5%",3) | % | =SubTotal(G10:G11) | 1 | =PRODUCT(C12*E12,F12) | =G12
B | 6009104033 | Fuller 770 Sanitary White 300gm | 1 | ea | =GetRate("PLU",$A13,2) | 0.2 | =PRODUCT(C13*E13,F13) | =G13
B |  | Discount - trade price | =GetValue("Discount 15%",3) | % | =SubTotal(G13:G13) | 1 | =PRODUCT(C14*E14,F14) | =G14
B |  | Waste and Fixings | =GetValue("Waste 5%",3) | % | =SubTotal(G13:G14) | 1 | =PRODUCT(C15*E15,F15) | =G15
B | Plumber | Plumber | 1 | hrs | =GetRate("LAB1",$A16,2) | 1 | =PRODUCT(C16*E16,F16) | =G16
B |  | Margin | =GetValue("Plumbers margin",3) | % | =SubTotal(G1:G16) | 1 | =PRODUCT(C17*E17,F17) | =G17
I | T27.01.045 | <b>WC Pan, Wall-Hung,</b> including brackets | T27.01_PLU_WC's
I | T27.01.049 | Fowler Seido pan and seat | T27.01_PLU_WC's | No
B | CRM715100'WH | Seido Icon II Wall faced Toilet Suite White | 1 | ea | =GetRate("PLU",$A1,2) | 1 | =PRODUCT(C1*E1,F1) | =G1
B |  | Discount | =GetValue("Discount PLU San Ftg",3) | % | =SubTotal(G1:G1) | 1 | =PRODUCT(C2*E2,F2) | =G2
B |  | Waste and Fixings | =GetValue("Waste 2.5%",3) | % | =SubTotal(G1:G2) | 1 | =PRODUCT(C3*E3,F3) | =G3
B | CRM687788 | D788 Bolt Through Wall Bracket | 1 | ea | =GetRate("PLU",$A4,2) | 1 | =PRODUCT(C4*E4,F4) | =G4
B |  | Discount | =GetValue("Discount PLU San Ftg",3) | % | =SubTotal(G4:G4) | 1 | =PRODUCT(C5*E5,F5) | =G5
B |  | Waste and Fixings | =GetValue("Waste 2.5%",3) | % | =SubTotal(G4:G5) | 1 | =PRODUCT(C6*E6,F6) | =G6
B | MULTIFITWH | Multifit Pan Connector No. 208315-White | 1 | ea | =GetRate("PLU",$A7,2) | 1 | =PRODUCT(C7*E7,F7) | =G7
B |  | Discount - trade price | =GetValue("Discount 15%",3) | % | =SubTotal(G7:G7) | 1 | =PRODUCT(C8*E8,F8) | =G8
B |  | Waste and Fixings | =GetValue("Waste 2.5%",3) | % | =SubTotal(G7:G8) | 1 | =PRODUCT(C9*E9,F9) | =G9
B | CRMPSCWWH | Caroma S/Steel Pan Screw Set-White | 1 | pk | =GetRate("PLU",$A10,2) | 1 | =PRODUCT(C10*E10,F10) | =G10
B |  | Discount - trade price | =GetValue("Discount 15%",3) | % | =SubTotal(G10:G10) | 1 | =PRODUCT(C11*E11,F11) | =G11
B |  | Waste and Fixings | =GetValue("Waste 2.5%",3) | % | =SubTotal(G10:G11) | 1 | =PRODUCT(C12*E12,F12) | =G12
B | 6009104033 | Fuller 770 Sanitary White 300gm | 1 | ea | =GetRate("PLU",$A13,2) | 0.2 | =PRODUCT(C13*E13,F13) | =G13
B |  | Discount | =GetValue("Discount 15%",3) | % | =SubTotal(G13:G13) | 1 | =PRODUCT(C14*E14,F14) | =G14
B |  | Waste and Fixings | =GetValue("Waste 5%",3) | % | =SubTotal(G13:G14) | 1 | =PRODUCT(C15*E15,F15) | =G15
B | Plumber | Plumber | 1 | hrs | =GetRate("LAB1",$A16,2) | 1 | =PRODUCT(C16*E16,F16) | =G16
B |  | Margin | =GetValue("Plumbers margin",3) | % | =SubTotal(G1:G16) | 1 | =PRODUCT(C17*E17,F17) | =G17
I | T27.01.053 | Caroma Walvit pan, Pressalit seat | T27.01_PLU_WC's | No
B | 604300W | #604300W Walvit Pan As Part Of Suite | 1 | ea | =GetRate("PLU",$A1,2) | 1 | =PRODUCT(C1*E1,F1) | =G1
B |  | Discount | =GetValue("Discount PLU San Ftg",3) | % | =SubTotal(G1:G1) | 1 | =PRODUCT(C2*E2,F2) | =G2
B |  | Waste and Fixings | =GetValue("Waste 2.5%",3) | % | =SubTotal(G1:G2) | 1 | =PRODUCT(C3*E3,F3) | =G3
B | CRMPRE2WH | Caroma Pressalit 2000 Std WC Seat White | 1 | ea | =GetRate("PLU",$A4,2) | 1 | =PRODUCT(C4*E4,F4) | =G4
B |  | Discount | =GetValue("Discount PLU San Ftg",3) | % | =SubTotal(G4:G4) | 1 | =PRODUCT(C5*E5,F5) | =G5
B |  | Waste and Fixings | =GetValue("Waste 2.5%",3) | % | =SubTotal(G4:G5) | 1 | =PRODUCT(C6*E6,F6) | =G6
B | CRM687788 | D788 Bolt Through Wall Bracket | 1 | ea | =GetRate("PLU",$A7,2) | 1 | =PRODUCT(C7*E7,F7) | =G7
B |  | Discount | =GetValue("Discount PLU San Ftg",3) | % | =SubTotal(G7:G7) | 1 | =PRODUCT(C8*E8,F8) | =G8
B |  | Waste and Fixings | =GetValue("Waste 2.5%",3) | % | =SubTotal(G7:G8) | 1 | =PRODUCT(C9*E9,F9) | =G9
B | MULTIFITWH | Multifit Pan Connector No. 208315-White | 1 | ea | =GetRate("PLU",$A10,2) | 1 | =PRODUCT(C10*E10,F10) | =G10
B |  | Discount - trade price | =GetValue("Discount 15%",3) | % | =SubTotal(G10:G10) | 1 | =PRODUCT(C11*E11,F11) | =G11
B |  | Waste and Fixings | =GetValue("Waste 2.5%",3) | % | =SubTotal(G10:G11) | 1 | =PRODUCT(C12*E12,F12) | =G12
B | CRMPSCWWH | Caroma S/Steel Pan Screw Set-White | 1 | pk | =GetRate("PLU",$A13,2) | 1 | =PRODUCT(C13*E13,F13) | =G13
B |  | Discount - trade price | =GetValue("Discount 15%",3) | % | =SubTotal(G13:G13) | 1 | =PRODUCT(C14*E14,F14) | =G14
B |  | Waste and Fixings | =GetValue("Waste 2.5%",3) | % | =SubTotal(G13:G14) | 1 | =PRODUCT(C15*E15,F15) | =G15
B | 6009104033 | Fuller 770 Sanitary White 300gm | 1 | ea | =GetRate("PLU",$A16,2) | 0.2 | =PRODUCT(C16*E16,F16) | =G16
B |  | Discount | =GetValue("Discount 15%",3) | % | =SubTotal(G16:G16) | 1 | =PRODUCT(C17*E17,F17) | =G17
B |  | Waste and Fixings | =GetValue("Waste 5%",3) | % | =SubTotal(G16:G17) | 1 | =PRODUCT(C18*E18,F18) | =G18
B | Plumber | Plumber | 1 | hrs | =GetRate("LAB1",$A19,2) | 1 | =PRODUCT(C19*E19,F19) | =G19
B |  | Margin | =GetValue("Plumbers margin",3) | % | =SubTotal(G1:G19) | 1 | =PRODUCT(C20*E20,F20) | =G20
I | T27.01.057 | Villeroy & Boch pan | T27.01_PLU_WC's
I | T27.01.061 | Architectura, standard seat | T27.01_PLU_WC's | No
B | VBOPWHPANWH | Villeroy & Boch Architectura Wall Hung Pan & Seat – Round | 1 | ea | =GetRate("PLU",$A1,2) | 1 | =PRODUCT(C1*E1,F1) | =G1
B |  | Discount | =GetValue("Discount PLU San Ftg",3) | % | =SubTotal(G1:G1) | 1 | =PRODUCT(C2*E2,F2) | =G2
B |  | Waste and Fixings | =GetValue("Waste 2.5%",3) | % | =SubTotal(G1:G2) | 1 | =PRODUCT(C3*E3,F3) | =G3
B | CRM687788 | D788 Bolt Through Wall Bracket | 1 | ea | =GetRate("PLU",$A4,2) | 1 | =PRODUCT(C4*E4,F4) | =G4
B |  | Discount | =GetValue("Discount PLU San Ftg",3) | % | =SubTotal(G4:G4) | 1 | =PRODUCT(C5*E5,F5) | =G5
B |  | Waste and Fixings | =GetValue("Waste 2.5%",3) | % | =SubTotal(G4:G5) | 1 | =PRODUCT(C6*E6,F6) | =G6
B | MULTIFITWH | Multifit Pan Connector No. 208315-White | 1 | ea | =GetRate("PLU",$A7,2) | 1 | =PRODUCT(C7*E7,F7) | =G7
B |  | Discount - trade price | =GetValue("Discount 15%",3) | % | =SubTotal(G7:G7) | 1 | =PRODUCT(C8*E8,F8) | =G8
B |  | Waste and Fixings | =GetValue("Waste 2.5%",3) | % | =SubTotal(G7:G8) | 1 | =PRODUCT(C9*E9,F9) | =G9
B | CRMPSCWWH | Caroma S/Steel Pan Screw Set-White | 1 | pk | =GetRate("PLU",$A10,2) | 1 | =PRODUCT(C10*E10,F10) | =G10
B |  | Discount - trade price | =GetValue("Discount 15%",3) | % | =SubTotal(G10:G10) | 1 | =PRODUCT(C11*E11,F11) | =G11
B |  | Waste and Fixings | =GetValue("Waste 2.5%",3) | % | =SubTotal(G10:G11) | 1 | =PRODUCT(C12*E12,F12) | =G12
B | 6009104033 | Fuller 770 Sanitary White 300gm | 1 | ea | =GetRate("PLU",$A13,2) | 0.2 | =PRODUCT(C13*E13,F13) | =G13
B |  | Discount | =GetValue("Discount 15%",3) | % | =SubTotal(G13:G13) | 1 | =PRODUCT(C14*E14,F14) | =G14
B |  | Waste and Fixings | =GetValue("Waste 5%",3) | % | =SubTotal(G13:G14) | 1 | =PRODUCT(C15*E15,F15) | =G15
B | Plumber | Plumber | 1 | hrs | =GetRate("LAB1",$A16,2) | 1 | =PRODUCT(C16*E16,F16) | =G16
B |  | Margin | =GetValue("Plumbers margin",3) | % | =SubTotal(G1:G16) | 1 | =PRODUCT(C17*E17,F17) | =G17
I | T27.01.065 | Subway, Subway soft close seat | T27.01_PLU_WC's | No
B | VB660010WH | Subway W/Hung Pan Only White | 1 | ea | =GetRate("PLU",$A1,2) | 1 | =PRODUCT(C1*E1,F1) | =G1
B |  | Discount | =GetValue("Discount PLU San Ftg",3) | % | =SubTotal(G1:G1) | 1 | =PRODUCT(C2*E2,F2) | =G2
B |  | Waste and Fixings | =GetValue("Waste 2.5%",3) | % | =SubTotal(G1:G2) | 1 | =PRODUCT(C3*E3,F3) | =G3
B | VB63A | Subway Softclose Toilet Seat White(Activeshield) | 1 | ea | =GetRate("PLU",$A4,2) | 1 | =PRODUCT(C4*E4,F4) | =G4
B |  | Discount | =GetValue("Discount PLU San Ftg",3) | % | =SubTotal(G4:G4) | 1 | =PRODUCT(C5*E5,F5) | =G5
B |  | Waste and Fixings | =GetValue("Waste 2.5%",3) | % | =SubTotal(G4:G5) | 1 | =PRODUCT(C6*E6,F6) | =G6
B | CRM687788 | D788 Bolt Through Wall Bracket | 1 | ea | =GetRate("PLU",$A7,2) | 1 | =PRODUCT(C7*E7,F7) | =G7
B |  | Discount | =GetValue("Discount PLU San Ftg",3) | % | =SubTotal(G7:G7) | 1 | =PRODUCT(C8*E8,F8) | =G8
B |  | Waste and Fixings | =GetValue("Waste 2.5%",3) | % | =SubTotal(G7:G8) | 1 | =PRODUCT(C9*E9,F9) | =G9
B | MULTIFITWH | Multifit Pan Connector No. 208315-White | 1 | ea | =GetRate("PLU",$A10,2) | 1 | =PRODUCT(C10*E10,F10) | =G10
B |  | Discount - trade price | =GetValue("Discount 15%",3) | % | =SubTotal(G10:G10) | 1 | =PRODUCT(C11*E11,F11) | =G11
B |  | Waste and Fixings | =GetValue("Waste 2.5%",3) | % | =SubTotal(G10:G11) | 1 | =PRODUCT(C12*E12,F12) | =G12
B | CRMPSCWWH | Caroma S/Steel Pan Screw Set-White | 1 | pk | =GetRate("PLU",$A13,2) | 1 | =PRODUCT(C13*E13,F13) | =G13
B |  | Discount - trade price | =GetValue("Discount 15%",3) | % | =SubTotal(G13:G13) | 1 | =PRODUCT(C14*E14,F14) | =G14
B |  | Waste and Fixings | =GetValue("Waste 2.5%",3) | % | =SubTotal(G13:G14) | 1 | =PRODUCT(C15*E15,F15) | =G15
B | 6009104033 | Fuller 770 Sanitary White 300gm | 1 | ea | =GetRate("PLU",$A16,2) | 0.2 | =PRODUCT(C16*E16,F16) | =G16
B |  | Discount | =GetValue("Discount 15%",3) | % | =SubTotal(G16:G16) | 1 | =PRODUCT(C17*E17,F17) | =G17
B |  | Waste and Fixings | =GetValue("Waste 5%",3) | % | =SubTotal(G16:G17) | 1 | =PRODUCT(C18*E18,F18) | =G18
B | Plumber | Plumber | 1 | hrs | =GetRate("LAB1",$A19,2) | 1 | =PRODUCT(C19*E19,F19) | =G19
B |  | Margin | =GetValue("Plumbers margin",3) | % | =SubTotal(G1:G19) | 1 | =PRODUCT(C20*E20,F20) | =G20
I | T27.01.069 | <b>WC Pan, for the disabled,</b> with Pedigree II care seat | T27.01_PLU_WC's
I | T27.01.073 | Trident Care Pan | T27.01_PLU_WC's | No
B | V504D-SWH | Caroma Care Trident (DP) S-Trap Pan NV White | 1 | ea | =GetRate("PLU",$A1,2) | 1 | =PRODUCT(C1*E1,F1) | =G1
B |  | Discount | =GetValue("Discount PLU San Ftg",3) | % | =SubTotal(G1:G1) | 1 | =PRODUCT(C2*E2,F2) | =G2
B |  | Waste and Fixings | =GetValue("Waste 2.5%",3) | % | =SubTotal(G1:G2) | 1 | =PRODUCT(C3*E3,F3) | =G3
B | CRMPEDIICWH | Pedigree II Care Seat c/w Std Hinge White | 1 | ea | =GetRate("PLU",$A4,2) | 1 | =PRODUCT(C4*E4,F4) | =G4
B |  | Discount | =GetValue("Discount PLU San Ftg",3) | % | =SubTotal(G4:G4) | 1 | =PRODUCT(C5*E5,F5) | =G5
B |  | Waste and Fixings | =GetValue("Waste 2.5%",3) | % | =SubTotal(G4:G5) | 1 | =PRODUCT(C6*E6,F6) | =G6
B | MULTIFITWH | Multifit Pan Connector No. 208315-White | 1 | ea | =GetRate("PLU",$A7,2) | 1 | =PRODUCT(C7*E7,F7) | =G7
B |  | Discount - trade price | =GetValue("Discount 15%",3) | % | =SubTotal(G7:G7) | 1 | =PRODUCT(C8*E8,F8) | =G8
B |  | Waste and Fixings | =GetValue("Waste 2.5%",3) | % | =SubTotal(G7:G8) | 1 | =PRODUCT(C9*E9,F9) | =G9
B | CRMPSCWWH | Caroma S/Steel Pan Screw Set-White | 1 | pk | =GetRate("PLU",$A10,2) | 1 | =PRODUCT(C10*E10,F10) | =G10
B |  | Discount - trade price | =GetValue("Discount 15%",3) | % | =SubTotal(G10:G10) | 1 | =PRODUCT(C11*E11,F11) | =G11
B |  | Waste and Fixings | =GetValue("Waste 2.5%",3) | % | =SubTotal(G10:G11) | 1 | =PRODUCT(C12*E12,F12) | =G12
B | 6009104033 | Fuller 770 Sanitary White 300gm | 1 | ea | =GetRate("PLU",$A13,2) | 0.2 | =PRODUCT(C13*E13,F13) | =G13
B |  | Discount | =GetValue("Discount 15%",3) | % | =SubTotal(G13:G13) | 1 | =PRODUCT(C14*E14,F14) | =G14
B |  | Waste and Fixings | =GetValue("Waste 5%",3) | % | =SubTotal(G13:G14) | 1 | =PRODUCT(C15*E15,F15) | =G15
B | Plumber | Plumber | 1 | hrs | =GetRate("LAB1",$A16,2) | 1 | =PRODUCT(C16*E16,F16) | =G16
B |  | Margin | =GetValue("Plumbers margin",3) | % | =SubTotal(G1:G16) | 1 | =PRODUCT(C17*E17,F17) | =G17
I | T27.01.077 | Leda Care Pan, wall-faced | T27.01_PLU_WC's | No
B | CRM618335WH | Leda 2000 Care Wall Faced Back Inlet Pan White | 1 | ea | =GetRate("PLU",$A1,2) | 1 | =PRODUCT(C1*E1,F1) | =G1
B |  | Discount | =GetValue("Discount PLU San Ftg",3) | % | =SubTotal(G1:G1) | 1 | =PRODUCT(C2*E2,F2) | =G2
B |  | Waste and Fixings | =GetValue("Waste 2.5%",3) | % | =SubTotal(G1:G2) | 1 | =PRODUCT(C3*E3,F3) | =G3
B | CRMPEDIICWH | Pedigree II Care Seat c/w Std Hinge White | 1 | ea | =GetRate("PLU",$A4,2) | 1 | =PRODUCT(C4*E4,F4) | =G4
B |  | Discount | =GetValue("Discount PLU San Ftg",3) | % | =SubTotal(G4:G4) | 1 | =PRODUCT(C5*E5,F5) | =G5
B |  | Waste and Fixings | =GetValue("Waste 2.5%",3) | % | =SubTotal(G4:G5) | 1 | =PRODUCT(C6*E6,F6) | =G6
B | MULTIFITWH | Multifit Pan Connector No. 208315-White | 1 | ea | =GetRate("PLU",$A7,2) | 1 | =PRODUCT(C7*E7,F7) | =G7
B |  | Discount - trade price | =GetValue("Discount 15%",3) | % | =SubTotal(G7:G7) | 1 | =PRODUCT(C8*E8,F8) | =G8
B |  | Waste and Fixings | =GetValue("Waste 2.5%",3) | % | =SubTotal(G7:G8) | 1 | =PRODUCT(C9*E9,F9) | =G9
B | CRMPSCWWH | Caroma S/Steel Pan Screw Set-White | 1 | pk | =GetRate("PLU",$A10,2) | 1 | =PRODUCT(C10*E10,F10) | =G10
B |  | Discount - trade price | =GetValue("Discount 15%",3) | % | =SubTotal(G10:G10) | 1 | =PRODUCT(C11*E11,F11) | =G11
B |  | Waste and Fixings | =GetValue("Waste 2.5%",3) | % | =SubTotal(G10:G11) | 1 | =PRODUCT(C12*E12,F12) | =G12
B | 6009104033 | Fuller 770 Sanitary White 300gm | 1 | ea | =GetRate("PLU",$A13,2) | 0.2 | =PRODUCT(C13*E13,F13) | =G13
B |  | Discount | =GetValue("Discount 15%",3) | % | =SubTotal(G13:G13) | 1 | =PRODUCT(C14*E14,F14) | =G14
B |  | Waste and Fixings | =GetValue("Waste 5%",3) | % | =SubTotal(G13:G14) | 1 | =PRODUCT(C15*E15,F15) | =G15
B | Plumber | Plumber | 1 | hrs | =GetRate("LAB1",$A16,2) | 1 | =PRODUCT(C16*E16,F16) | =G16
B |  | Margin | =GetValue("Plumbers margin",3) | % | =SubTotal(G1:G16) | 1 | =PRODUCT(C17*E17,F17) | =G17
I | T27.01.081 | Extra over for Colani seat, with standard or institutional hinges | T27.01_PLU_WC's | No
B | CRMPEDIICWH | Pedigree II Care Seat c/w Std Hinge White | -1 | ea | =GetRate("PLU",$A1,2) | 1 | =PRODUCT(C1*E1,F1) | =G1
B |  | Discount | =GetValue("Discount PLU San Ftg",3) | % | =SubTotal(G1:G1) | 1 | =PRODUCT(C2*E2,F2) | =G2
B |  | Waste and Fixings | =GetValue("Waste 2.5%",3) | % | =SubTotal(G1:G2) | 1 | =PRODUCT(C3*E3,F3) | =G3
B | CRMCOLWH | Colani Disabled Seat with Leda Hinges-Dble Flap | 1 | ea | =GetRate("PLU",$A4,2) | 1 | =PRODUCT(C4*E4,F4) | =G4
B |  | Discount | =GetValue("Discount PLU San Ftg",3) | % | =SubTotal(G4:G4) | 1 | =PRODUCT(C5*E5,F5) | =G5
B |  | Waste and Fixings | =GetValue("Waste 2.5%",3) | % | =SubTotal(G4:G5) | 1 | =PRODUCT(C6*E6,F6) | =G6
B |  | Margin | =GetValue("Plumbers margin",3) | % | =SubTotal(G1:G6) | 1 | =PRODUCT(C7*E7,F7) | =G7
I | T27.02.001 | WC Pans: Specialist Type | T27.02_PLU_WC_Specialist
I | T27.02.013 | <b>WC Pan, vandal-resistant, SS,</b> integral seat pads, vandal-resistant | T27.02_PLU_WC_Specialist
I | T27.02.017 | Floor mounted, P or S–trap | T27.02_PLU_WC_Specialist | No
B | FRFM1 | FRANKE FLOOR MOUNTED WC - BOLT THROUGH | 1 | each | =GetRate("PLU",$A1,2) | 1 | =PRODUCT(C1*E1,F1) | =G1
B |  | Discount | =GetValue("Discount PLU San Ftg",3) | % | =SubTotal(G1:G1) | 1 | =PRODUCT(C2*E2,F2) | =G2
B |  | Waste and Fixings | =GetValue("Waste 2.5%",3) | % | =SubTotal(G1:G2) | 1 | =PRODUCT(C3*E3,F3) | =G3
B | MULTIFITWH | Multifit Pan Connector No. 208315-White | 1 | no | =GetRate("PLU",$A4,2) | 1 | =PRODUCT(C4*E4,F4) | =G4
B |  | Discount | =GetValue("Discount 15%",3) | % | =SubTotal(G4:G4) | 1 | =PRODUCT(C5*E5,F5) | =G5
B |  | Waste and Fixings | =GetValue("Waste 2.5%",3) | % | =SubTotal(G4:G5) | 1 | =PRODUCT(C6*E6,F6) | =G6
B | PM_41FAS_487 | CAROMA PAN SCREW PACK WHITE 601150 | 1 | pa | =GetRate("SUP1",$A7,2) | 1 | =PRODUCT(C7*E7,F7) | =G7
B |  | Discount | =GetValue("Discount 15%",3) | % | =SubTotal(G7:G7) | 1 | =PRODUCT(C8*E8,F8) | =G8
B |  | Waste and Fixings | =GetValue("Waste 2.5%",3) | % | =SubTotal(G7:G8) | 1 | =PRODUCT(C9*E9,F9) | =G9
B | 6009094033 | Fuller 770 Sanitary Trns 300gm | 1 | cq | =GetRate("PLU",$A10,2) | 0.2 | =PRODUCT(C10*E10,F10) | =G10
B |  | Discount | =GetValue("Discount 15%",3) | % | =SubTotal(G10:G10) | 1 | =PRODUCT(C11*E11,F11) | =G11
B |  | Waste and Fixings | =GetValue("Waste 5%",3) | % | =SubTotal(G10:G11) | 1 | =PRODUCT(C12*E12,F12) | =G12
B | Plumber | Plumber | 4 | hrs | =GetRate("LAB1",$A13,2) | 1 | =PRODUCT(C13*E13,F13) | =G13
B |  | Margin | =GetValue("Plumbers margin",3) | % | =SubTotal(G1:G13) | 1 | =PRODUCT(C14*E14,F14) | =G14
I | T27.02.021 | Wall hung, P–trap | T27.02_PLU_WC_Specialist | No
B | FRWM1 | FRANKE WALL MOUNTED WC -BOLT THROUGH | 1 | each | =GetRate("PLU",$A1,2) | 1 | =PRODUCT(C1*E1,F1) | =G1
B |  | Discount | =GetValue("Discount PLU San Ftg",3) | % | =SubTotal(G1:G1) | 1 | =PRODUCT(C2*E2,F2) | =G2
B |  | Waste and Fixings | =GetValue("Waste 2.5%",3) | % | =SubTotal(G1:G2) | 1 | =PRODUCT(C3*E3,F3) | =G3
B | MULTIFITWH | Multifit Pan Connector No. 208315-White | 1 | no | =GetRate("PLU",$A4,2) | 1 | =PRODUCT(C4*E4,F4) | =G4
B |  | Discount | =GetValue("Discount 15%",3) | % | =SubTotal(G4:G4) | 1 | =PRODUCT(C5*E5,F5) | =G5
B |  | Waste and Fixings | =GetValue("Waste 2.5%",3) | % | =SubTotal(G4:G5) | 1 | =PRODUCT(C6*E6,F6) | =G6
B | PM_41FAS_487 | CAROMA PAN SCREW PACK WHITE 601150 | 1 | pa | =GetRate("SUP1",$A7,2) | 1 | =PRODUCT(C7*E7,F7) | =G7
B |  | Discount | =GetValue("Discount 15%",3) | % | =SubTotal(G7:G7) | 1 | =PRODUCT(C8*E8,F8) | =G8
B |  | Waste and Fixings | =GetValue("Waste 2.5%",3) | % | =SubTotal(G7:G8) | 1 | =PRODUCT(C9*E9,F9) | =G9
B | 6009094033 | Fuller 770 Sanitary Trns 300gm | 1 | cq | =GetRate("PLU",$A10,2) | 0.2 | =PRODUCT(C10*E10,F10) | =G10
B |  | Discount | =GetValue("Discount 15%",3) | % | =SubTotal(G10:G10) | 1 | =PRODUCT(C11*E11,F11) | =G11
B |  | Waste and Fixings | =GetValue("Waste 5%",3) | % | =SubTotal(G10:G11) | 1 | =PRODUCT(C12*E12,F12) | =G12
B | Plumber | Plumber | 4 | hrs | =GetRate("LAB1",$A13,2) | 1 | =PRODUCT(C13*E13,F13) | =G13
B |  | Margin | =GetValue("Plumbers margin",3) | % | =SubTotal(G1:G13) | 1 | =PRODUCT(C14*E14,F14) | =G14
I | T27.02.025 | Add for additional length and height for pan suitable for disabled | T27.02_PLU_WC_Specialist | No
B | FRWM3 | FRANKE WALL MOUNTED DISABLED WC - PRESSFIT | 1 | each | =GetRate("PLU",$A1,2) | 1 | =PRODUCT(C1*E1,F1) | =G1
B | FRWM1 | FRANKE WALL MOUNTED WC -BOLT THROUGH | -1 | each | =GetRate("PLU",$A2,2) | 1 | =PRODUCT(C2*E2,F2) | =G2
B |  | Discount | =GetValue("Discount PLU San Ftg",3) | % | =SubTotal(G1:G2) | 1 | =PRODUCT(C3*E3,F3) | =G3
B |  | Margin | =GetValue("Plumbers margin",3) | % | =SubTotal(G1:G3) | 1 | =PRODUCT(C4*E4,F4) | =G4
I | T27.02.029 | <b>WC pan, institutional,</b> shrouded | T27.02_PLU_WC_Specialist
I | T27.02.033 | Pan/basin combination unit | T27.02_PLU_WC_Specialist | No
B | FRCM1 | FRANKE COMBI UNIT - STRAIGHT | 1 | each | =GetRate("PLU",$A1,2) | 1 | =PRODUCT(C1*E1,F1) | =G1
B |  | Discount | =GetValue("Discount PLU San Ftg",3) | % | =SubTotal(G1:G1) | 1 | =PRODUCT(C2*E2,F2) | =G2
B |  | Waste and Fixings | =GetValue("Waste 2.5%",3) | % | =SubTotal(G1:G2) | 1 | =PRODUCT(C3*E3,F3) | =G3
B | MULTIFITWH | Multifit Pan Connector No. 208315-White | 1 | no | =GetRate("PLU",$A4,2) | 1 | =PRODUCT(C4*E4,F4) | =G4
B |  | Discount | =GetValue("Discount 15%",3) | % | =SubTotal(G4:G4) | 1 | =PRODUCT(C5*E5,F5) | =G5
B |  | Waste and Fixings | =GetValue("Waste 2.5%",3) | % | =SubTotal(G4:G5) | 1 | =PRODUCT(C6*E6,F6) | =G6
B | PM_41FAS_487 | CAROMA PAN SCREW PACK WHITE 601150 | 1 | pa | =GetRate("SUP1",$A7,2) | 1 | =PRODUCT(C7*E7,F7) | =G7
B |  | Discount | =GetValue("Discount 15%",3) | % | =SubTotal(G7:G7) | 1 | =PRODUCT(C8*E8,F8) | =G8
B |  | Waste and Fixings | =GetValue("Waste 2.5%",3) | % | =SubTotal(G7:G8) | 1 | =PRODUCT(C9*E9,F9) | =G9
B | 6009094033 | Fuller 770 Sanitary Trns 300gm | 1 | cq | =GetRate("PLU",$A10,2) | 0.2 | =PRODUCT(C10*E10,F10) | =G10
B |  | Discount | =GetValue("Discount 15%",3) | % | =SubTotal(G10:G10) | 1 | =PRODUCT(C11*E11,F11) | =G11
B |  | Waste and Fixings | =GetValue("Waste 5%",3) | % | =SubTotal(G10:G11) | 1 | =PRODUCT(C12*E12,F12) | =G12
B | Plumber | Plumber | 6 | hrs | =GetRate("LAB1",$A13,2) | 1 | =PRODUCT(C13*E13,F13) | =G13
B |  | Margin | =GetValue("Plumbers margin",3) | % | =SubTotal(G1:G13) | 1 | =PRODUCT(C14*E14,F14) | =G14
I | T27.02.037 | Pan/basin unit, angled | T27.02_PLU_WC_Specialist | No
B | FRCM2 | FRANKE COMBI UNIT - ANGLED | 1 | each | =GetRate("PLU",$A1,2) | 1 | =PRODUCT(C1*E1,F1) | =G1
B |  | Discount | =GetValue("Discount PLU San Ftg",3) | % | =SubTotal(G1:G1) | 1 | =PRODUCT(C2*E2,F2) | =G2
B |  | Waste and Fixings | =GetValue("Waste 2.5%",3) | % | =SubTotal(G1:G2) | 1 | =PRODUCT(C3*E3,F3) | =G3
B | MULTIFITWH | Multifit Pan Connector No. 208315-White | 1 | no | =GetRate("PLU",$A4,2) | 1 | =PRODUCT(C4*E4,F4) | =G4
B |  | Discount | =GetValue("Discount 15%",3) | % | =SubTotal(G4:G4) | 1 | =PRODUCT(C5*E5,F5) | =G5
B |  | Waste and Fixings | =GetValue("Waste 2.5%",3) | % | =SubTotal(G4:G5) | 1 | =PRODUCT(C6*E6,F6) | =G6
B | PM_41FAS_487 | CAROMA PAN SCREW PACK WHITE 601150 | 1 | pa | =GetRate("SUP1",$A7,2) | 1 | =PRODUCT(C7*E7,F7) | =G7
B |  | Discount | =GetValue("Discount 15%",3) | % | =SubTotal(G7:G7) | 1 | =PRODUCT(C8*E8,F8) | =G8
B |  | Waste and Fixings | =GetValue("Waste 2.5%",3) | % | =SubTotal(G7:G8) | 1 | =PRODUCT(C9*E9,F9) | =G9
B | 6009094033 | Fuller 770 Sanitary Trns 300gm | 1 | cq | =GetRate("PLU",$A10,2) | 0.2 | =PRODUCT(C10*E10,F10) | =G10
B |  | Discount | =GetValue("Discount 15%",3) | % | =SubTotal(G10:G10) | 1 | =PRODUCT(C11*E11,F11) | =G11
B |  | Waste and Fixings | =GetValue("Waste 5%",3) | % | =SubTotal(G10:G11) | 1 | =PRODUCT(C12*E12,F12) | =G12
B | Plumber | Plumber | 6 | hrs | =GetRate("LAB1",$A13,2) | 1 | =PRODUCT(C13*E13,F13) | =G13
B |  | Margin | =GetValue("Plumbers margin",3) | % | =SubTotal(G1:G13) | 1 | =PRODUCT(C14*E14,F14) | =G14
I | T27.02.041 | Add for plastic seat pads or plastic seat | T27.02_PLU_WC_Specialist | No
B | FRSP | PLASTIC SEAT PADS TO SUIT ALL FRANKE WC's (fitted) | 1 | each | =GetRate("PLU",$A1,2) | 1 | =PRODUCT(C1*E1,F1) | =G1
B |  | Discount | =GetValue("Discount PLU San Ftg",3) | % | =SubTotal(G1:G1) | 1 | =PRODUCT(C2*E2,F2) | =G2
B |  | Waste and Fixings | =GetValue("Waste 2.5%",3) | % | =SubTotal(G1:G2) | 1 | =PRODUCT(C3*E3,F3) | =G3
B | Plumber | Plumber | 0.25 | hrs | =GetRate("LAB1",$A4,2) | 1 | =PRODUCT(C4*E4,F4) | =G4
B |  | Margin | =GetValue("Plumbers margin",3) | % | =SubTotal(G1:G4) | 1 | =PRODUCT(C5*E5,F5) | =G5
I | T27.03.001 | Sluice Pans and Slop Hoppers | T27.03_PLU_WC_Sluice
I | T27.03.005 | <b>Slop hopper pan,</b> VC, with grate | T27.03_PLU_WC_Sluice | No
B | Sink_7_076 | Heirloom Imperial VC Slop Hopper | 1 | no | =GetRate("PLU",$A1,2) | 1 | =PRODUCT(C1*E1,F1) | =G1
B |  | Discount | =GetValue("Discount PLU San Ftg",3) | % | =SubTotal(G1:G1) | 1 | =PRODUCT(C2*E2,F2) | =G2
B |  | Waste and Fixings | =GetValue("Waste 2.5%",3) | % | =SubTotal(G1:G2) | 1 | =PRODUCT(C3*E3,F3) | =G3
B | MULTIFITWH | Multifit Pan Connector No. 208315-White | 1 | ea | =GetRate("PLU",$A4,2) | 1 | =PRODUCT(C4*E4,F4) | =G4
B |  | Discount - trade price | =GetValue("Discount 15%",3) | % | =SubTotal(G4:G4) | 1 | =PRODUCT(C5*E5,F5) | =G5
B |  | Waste and Fixings | =GetValue("Waste 2.5%",3) | % | =SubTotal(G4:G5) | 1 | =PRODUCT(C6*E6,F6) | =G6
B | CRMPSCWWH | Caroma S/Steel Pan Screw Set-White | 1 | pk | =GetRate("PLU",$A7,2) | 1 | =PRODUCT(C7*E7,F7) | =G7
B |  | Discount - trade price | =GetValue("Discount 15%",3) | % | =SubTotal(G7:G7) | 1 | =PRODUCT(C8*E8,F8) | =G8
B |  | Waste and Fixings | =GetValue("Waste 2.5%",3) | % | =SubTotal(G7:G8) | 1 | =PRODUCT(C9*E9,F9) | =G9
B | 6009104033 | Fuller 770 Sanitary White 300gm | 1 | ea | =GetRate("PLU",$A10,2) | 0.2 | =PRODUCT(C10*E10,F10) | =G10
B |  | Discount | =GetValue("Discount 15%",3) | % | =SubTotal(G10:G10) | 1 | =PRODUCT(C11*E11,F11) | =G11
B |  | Waste and Fixings | =GetValue("Waste 5%",3) | % | =SubTotal(G10:G11) | 1 | =PRODUCT(C12*E12,F12) | =G12
B | Plumber | Plumber | 1 | hrs | =GetRate("LAB1",$A13,2) | 1 | =PRODUCT(C13*E13,F13) | =G13
B |  | Margin | =GetValue("Plumbers margin",3) | % | =SubTotal(G1:G13) | 1 | =PRODUCT(C14*E14,F14) | =G14
I | T27.03.009 | <b>Sluice sink,</b> SS, flushing rim | T27.03_PLU_WC_Sluice | No
B | Sink_7_034 | B&F Flushing Rim Sluice Sink | 1 | no | =GetRate("PLU",$A1,2) | 1 | =PRODUCT(C1*E1,F1) | =G1
B |  | Discount | =GetValue("Discount PLU San Ftg",3) | % | =SubTotal(G1:G1) | 1 | =PRODUCT(C2*E2,F2) | =G2
B |  | Waste and Fixings | =GetValue("Waste 2.5%",3) | % | =SubTotal(G1:G2) | 1 | =PRODUCT(C3*E3,F3) | =G3
B | MULTIFITWH | Multifit Pan Connector No. 208315-White | 1 | no | =GetRate("PLU",$A4,2) | 1 | =PRODUCT(C4*E4,F4) | =G4
B |  | Discount | =GetValue("Discount 15%",3) | % | =SubTotal(G4:G4) | 1 | =PRODUCT(C5*E5,F5) | =G5
B |  | Waste and Fixings | =GetValue("Waste 2.5%",3) | % | =SubTotal(G4:G5) | 1 | =PRODUCT(C6*E6,F6) | =G6
B | PM_41FAS_487 | CAROMA PAN SCREW PACK WHITE 601150 | 1 | pa | =GetRate("SUP1",$A7,2) | 1 | =PRODUCT(C7*E7,F7) | =G7
B |  | Discount | =GetValue("Discount 15%",3) | % | =SubTotal(G7:G7) | 1 | =PRODUCT(C8*E8,F8) | =G8
B |  | Waste and Fixings | =GetValue("Waste 2.5%",3) | % | =SubTotal(G7:G8) | 1 | =PRODUCT(C9*E9,F9) | =G9
B | 6009094033 | Fuller 770 Sanitary Trns 300gm | 1 | cq | =GetRate("PLU",$A10,2) | 0.2 | =PRODUCT(C10*E10,F10) | =G10
B |  | Discount | =GetValue("Discount 15%",3) | % | =SubTotal(G10:G10) | 1 | =PRODUCT(C11*E11,F11) | =G11
B |  | Waste and Fixings | =GetValue("Waste 5%",3) | % | =SubTotal(G10:G11) | 1 | =PRODUCT(C12*E12,F12) | =G12
B | Plumber | Plumber | 1 | hrs | =GetRate("LAB1",$A13,2) | 1 | =PRODUCT(C13*E13,F13) | =G13
B |  | Margin | =GetValue("Plumbers margin",3) | % | =SubTotal(G1:G13) | 1 | =PRODUCT(C14*E14,F14) | =G14
I | T27.04.001 | WC Suites: Vitreous China | T27.04_PLU_WC_Suites
I | T27.04.005 | Rates include installation, WC pan, vitreous china cistern unless otherwise stated, seat and lid, flush pipe, supply pipe and stop valve. | T27.04_PLU_WC_Suites
I | T27.04.009 | <b>WC Suite, Floor Mounted</b> | T27.04_PLU_WC_Suites
I | T27.04.013 | Caroma Profile 4, with Avalon seat | T27.04_PLU_WC_Suites | No
B | CRM912315WH | Profile 4 CC S-Trap Suite with Avalon Seat White | 1 | ea | =GetRate("PLU",$A1,2) | 1 | =PRODUCT(C1*E1,F1) | =G1
B |  | Discount | =GetValue("Discount PLU San Ftg",3) | % | =SubTotal(G1:G1) | 1 | =PRODUCT(C2*E2,F2) | =G2
B |  | Waste and Fixings | =GetValue("Waste 2.5%",3) | % | =SubTotal(G1:G2) | 1 | =PRODUCT(C3*E3,F3) | =G3
B | MULTIFITWH | Multifit Pan Connector No. 208315-White | 1 | ea | =GetRate("PLU",$A4,2) | 1 | =PRODUCT(C4*E4,F4) | =G4
B |  | Discount - trade price | =GetValue("Discount 15%",3) | % | =SubTotal(G4:G4) | 1 | =PRODUCT(C5*E5,F5) | =G5
B |  | Waste and Fixings | =GetValue("Waste 2.5%",3) | % | =SubTotal(G4:G5) | 1 | =PRODUCT(C6*E6,F6) | =G6
B | AQL-CVB15 | Euro Fill Valve 15mm Bottom Inlet | 1 | ea | =GetRate("PLU",$A7,2) | 1 | =PRODUCT(C7*E7,F7) | =G7
B |  | Discount | =GetValue("Discount 15%",3) | % | =SubTotal(G7:G7) | 1 | =PRODUCT(C8*E8,F8) | =G8
B |  | Waste and Fixings | =GetValue("Waste 2.5%",3) | % | =SubTotal(G7:G8) | 1 | =PRODUCT(C9*E9,F9) | =G9
B | PZ300A | Plumbezy 300mm Flexi Hose Connector 15mm | 1 | ea | =GetRate("PLU",$A10,2) | 1 | =PRODUCT(C10*E10,F10) | =G10
B |  | Discount | =GetValue("Discount 15%",3) | % | =SubTotal(G10:G10) | 1 | =PRODUCT(C11*E11,F11) | =G11
B |  | Waste and Fixings | =GetValue("Waste 2.5%",3) | % | =SubTotal(G10:G11) | 1 | =PRODUCT(C12*E12,F12) | =G12
B | CRMPSCWWH | Caroma S/Steel Pan Screw Set-White | 1 | pk | =GetRate("PLU",$A13,2) | 1 | =PRODUCT(C13*E13,F13) | =G13
B |  | Discount - trade price | =GetValue("Discount 15%",3) | % | =SubTotal(G13:G13) | 1 | =PRODUCT(C14*E14,F14) | =G14
B |  | Waste and Fixings | =GetValue("Waste 2.5%",3) | % | =SubTotal(G13:G14) | 1 | =PRODUCT(C15*E15,F15) | =G15
B | 6009104033 | Fuller 770 Sanitary White 300gm | 1 | ea | =GetRate("PLU",$A16,2) | 0.2 | =PRODUCT(C16*E16,F16) | =G16
B |  | Discount | =GetValue("Discount 15%",3) | % | =SubTotal(G16:G16) | 1 | =PRODUCT(C17*E17,F17) | =G17
B |  | Waste and Fixings | =GetValue("Waste 5%",3) | % | =SubTotal(G16:G17) | 1 | =PRODUCT(C18*E18,F18) | =G18
B | Plumber | Plumber | 2.35 | hrs | =GetRate("LAB1",$A19,2) | 1 | =PRODUCT(C19*E19,F19) | =G19
B |  | Margin | =GetValue("Plumbers margin",3) | % | =SubTotal(G1:G19) | 1 | =PRODUCT(C20*E20,F20) | =G20
I | T27.04.017 | Caroma Luna Cleanflush, with soft close seat | T27.04_PLU_WC_Suites | No
B | 844810W | Luna Cleanflush W/Faced Bottom Inlet S/Close Seat | 1 | no | =GetRate("PLU",$A1,2) | 1 | =PRODUCT(C1*E1,F1) | =G1
B |  | Discount | =GetValue("Discount PLU San Ftg",3) | % | =SubTotal(G1:G1) | 1 | =PRODUCT(C2*E2,F2) | =G2
B |  | Waste and Fixings | =GetValue("Waste 2.5%",3) | % | =SubTotal(G1:G2) | 1 | =PRODUCT(C3*E3,F3) | =G3
B | MULTIFITWH | Multifit Pan Connector No. 208315-White | 1 | no | =GetRate("PLU",$A4,2) | 1 | =PRODUCT(C4*E4,F4) | =G4
B |  | Discount | =GetValue("Discount 15%",3) | % | =SubTotal(G4:G4) | 1 | =PRODUCT(C5*E5,F5) | =G5
B |  | Waste and Fixings | =GetValue("Waste 2.5%",3) | % | =SubTotal(G4:G5) | 1 | =PRODUCT(C6*E6,F6) | =G6
B | AQL-CVB15 | Euro Fill Valve 15mm Bottom Inlet | 1 | ea | =GetRate("PLU",$A7,2) | 1 | =PRODUCT(C7*E7,F7) | =G7
B |  | Discount | =GetValue("Discount 15%",3) | % | =SubTotal(G7:G7) | 1 | =PRODUCT(C8*E8,F8) | =G8
B |  | Waste and Fixings | =GetValue("Waste 2.5%",3) | % | =SubTotal(G7:G8) | 1 | =PRODUCT(C9*E9,F9) | =G9
B | PZ300A | Plumbezy 300mm Flexi Hose Connector 15mm | 1 | no | =GetRate("PLU",$A10,2) | 1 | =PRODUCT(C10*E10,F10) | =G10
B |  | Discount | =GetValue("Discount 15%",3) | % | =SubTotal(G10:G10) | 1 | =PRODUCT(C11*E11,F11) | =G11
B |  | Waste and Fixings | =GetValue("Waste 2.5%",3) | % | =SubTotal(G10:G11) | 1 | =PRODUCT(C12*E12,F12) | =G12
B | PM_41FAS_487 | CAROMA PAN SCREW PACK WHITE 601150 | 1 | pa | =GetRate("SUP1",$A13,2) | 1 | =PRODUCT(C13*E13,F13) | =G13
B |  | Discount | =GetValue("Discount 15%",3) | % | =SubTotal(G13:G13) | 1 | =PRODUCT(C14*E14,F14) | =G14
B |  | Waste and Fixings | =GetValue("Waste 2.5%",3) | % | =SubTotal(G13:G14) | 1 | =PRODUCT(C15*E15,F15) | =G15
B | 6009094033 | Fuller 770 Sanitary Trns 300gm | 1 | cq | =GetRate("PLU",$A16,2) | 0.2 | =PRODUCT(C16*E16,F16) | =G16
B |  | Discount | =GetValue("Discount 15%",3) | % | =SubTotal(G16:G16) | 1 | =PRODUCT(C17*E17,F17) | =G17
B |  | Waste and Fixings | =GetValue("Waste 5%",3) | % | =SubTotal(G16:G17) | 1 | =PRODUCT(C18*E18,F18) | =G18
B | Plumber | Plumber | 2.35 | hrs | =GetRate("LAB1",$A19,2) | 1 | =PRODUCT(C19*E19,F19) | =G19
B |  | Margin | =GetValue("Plumbers margin",3) | % | =SubTotal(G1:G19) | 1 | =PRODUCT(C20*E20,F20) | =G20
I | T27.04.021 | Caroma Venecia Regal II, with soft close seat | T27.04_PLU_WC_Suites | No
B | W45106SCW | Venecia C/C 4S SNV Toilet Suite White S/Close Seat | 1 | no | =GetRate("PLU",$A1,2) | 1 | =PRODUCT(C1*E1,F1) | =G1
B |  | Discount | =GetValue("Discount PLU San Ftg",3) | % | =SubTotal(G1:G1) | 1 | =PRODUCT(C2*E2,F2) | =G2
B |  | Waste and Fixings | =GetValue("Waste 2.5%",3) | % | =SubTotal(G1:G2) | 1 | =PRODUCT(C3*E3,F3) | =G3
B | MULTIFITWH | Multifit Pan Connector No. 208315-White | 1 | no | =GetRate("PLU",$A4,2) | 1 | =PRODUCT(C4*E4,F4) | =G4
B |  | Discount | =GetValue("Discount 15%",3) | % | =SubTotal(G4:G4) | 1 | =PRODUCT(C5*E5,F5) | =G5
B |  | Waste and Fixings | =GetValue("Waste 2.5%",3) | % | =SubTotal(G4:G5) | 1 | =PRODUCT(C6*E6,F6) | =G6
B | AQL-CVB15 | Euro Fill Valve 15mm Bottom Inlet | 1 | ea | =GetRate("PLU",$A7,2) | 1 | =PRODUCT(C7*E7,F7) | =G7
B |  | Discount | =GetValue("Discount 15%",3) | % | =SubTotal(G7:G7) | 1 | =PRODUCT(C8*E8,F8) | =G8
B |  | Waste and Fixings | =GetValue("Waste 2.5%",3) | % | =SubTotal(G7:G8) | 1 | =PRODUCT(C9*E9,F9) | =G9
B | PZ300A | Plumbezy 300mm Flexi Hose Connector 15mm | 1 | no | =GetRate("PLU",$A10,2) | 1 | =PRODUCT(C10*E10,F10) | =G10
B |  | Discount | =GetValue("Discount 15%",3) | % | =SubTotal(G10:G10) | 1 | =PRODUCT(C11*E11,F11) | =G11
B |  | Waste and Fixings | =GetValue("Waste 2.5%",3) | % | =SubTotal(G10:G11) | 1 | =PRODUCT(C12*E12,F12) | =G12
B | PM_41FAS_487 | CAROMA PAN SCREW PACK WHITE 601150 | 1 | pa | =GetRate("SUP1",$A13,2) | 1 | =PRODUCT(C13*E13,F13) | =G13
B |  | Discount | =GetValue("Discount 15%",3) | % | =SubTotal(G13:G13) | 1 | =PRODUCT(C14*E14,F14) | =G14
B |  | Waste and Fixings | =GetValue("Waste 2.5%",3) | % | =SubTotal(G13:G14) | 1 | =PRODUCT(C15*E15,F15) | =G15
B | 6009094033 | Fuller 770 Sanitary Trns 300gm | 1 | cq | =GetRate("PLU",$A16,2) | 0.2 | =PRODUCT(C16*E16,F16) | =G16
B |  | Discount | =GetValue("Discount 15%",3) | % | =SubTotal(G16:G16) | 1 | =PRODUCT(C17*E17,F17) | =G17
B |  | Waste and Fixings | =GetValue("Waste 5%",3) | % | =SubTotal(G16:G17) | 1 | =PRODUCT(C18*E18,F18) | =G18
B | Plumber | Plumber | 2.35 | hrs | =GetRate("LAB1",$A19,2) | 1 | =PRODUCT(C19*E19,F19) | =G19
B |  | Margin | =GetValue("Plumbers margin",3) | % | =SubTotal(G1:G19) | 1 | =PRODUCT(C20*E20,F20) | =G20
I | T27.04.025 | Caroma Profile 4 right or left screw trap | T27.04_PLU_WC_Suites | No
B | CRM987063WH | Profile 4 RH Turn Trunk C/C TSY White | 1 | no | =GetRate("PLU",$A1,2) | 1 | =PRODUCT(C1*E1,F1) | =G1
B |  | Discount | =GetValue("Discount PLU San Ftg",3) | % | =SubTotal(G1:G1) | 1 | =PRODUCT(C2*E2,F2) | =G2
B |  | Waste and Fixings | =GetValue("Waste 2.5%",3) | % | =SubTotal(G1:G2) | 1 | =PRODUCT(C3*E3,F3) | =G3
B | MULTIFITWH | Multifit Pan Connector No. 208315-White | 1 | no | =GetRate("PLU",$A4,2) | 1 | =PRODUCT(C4*E4,F4) | =G4
B |  | Discount | =GetValue("Discount 15%",3) | % | =SubTotal(G4:G4) | 1 | =PRODUCT(C5*E5,F5) | =G5
B |  | Waste and Fixings | =GetValue("Waste 2.5%",3) | % | =SubTotal(G4:G5) | 1 | =PRODUCT(C6*E6,F6) | =G6
B | AQL-CVB15 | Euro Fill Valve 15mm Bottom Inlet | 1 | ea | =GetRate("PLU",$A7,2) | 1 | =PRODUCT(C7*E7,F7) | =G7
B |  | Discount | =GetValue("Discount 15%",3) | % | =SubTotal(G7:G7) | 1 | =PRODUCT(C8*E8,F8) | =G8
B |  | Waste and Fixings | =GetValue("Waste 2.5%",3) | % | =SubTotal(G7:G8) | 1 | =PRODUCT(C9*E9,F9) | =G9
B | PZ300A | Plumbezy 300mm Flexi Hose Connector 15mm | 1 | no | =GetRate("PLU",$A10,2) | 1 | =PRODUCT(C10*E10,F10) | =G10
B |  | Discount | =GetValue("Discount 15%",3) | % | =SubTotal(G10:G10) | 1 | =PRODUCT(C11*E11,F11) | =G11
B |  | Waste and Fixings | =GetValue("Waste 2.5%",3) | % | =SubTotal(G10:G11) | 1 | =PRODUCT(C12*E12,F12) | =G12
B | PM_41FAS_487 | CAROMA PAN SCREW PACK WHITE 601150 | 1 | pa | =GetRate("SUP1",$A13,2) | 1 | =PRODUCT(C13*E13,F13) | =G13
B |  | Discount | =GetValue("Discount 15%",3) | % | =SubTotal(G13:G13) | 1 | =PRODUCT(C14*E14,F14) | =G14
B |  | Waste and Fixings | =GetValue("Waste 2.5%",3) | % | =SubTotal(G13:G14) | 1 | =PRODUCT(C15*E15,F15) | =G15
B | 6009094033 | Fuller 770 Sanitary Trns 300gm | 1 | cq | =GetRate("PLU",$A16,2) | 0.2 | =PRODUCT(C16*E16,F16) | =G16
B |  | Discount | =GetValue("Discount 15%",3) | % | =SubTotal(G16:G16) | 1 | =PRODUCT(C17*E17,F17) | =G17
B |  | Waste and Fixings | =GetValue("Waste 5%",3) | % | =SubTotal(G16:G17) | 1 | =PRODUCT(C18*E18,F18) | =G18
B | Plumber | Plumber | 2.35 | hrs | =GetRate("LAB1",$A19,2) | 1 | =PRODUCT(C19*E19,F19) | =G19
B |  | Margin | =GetValue("Plumbers margin",3) | % | =SubTotal(G1:G19) | 1 | =PRODUCT(C20*E20,F20) | =G20
I | T27.04.029 | Caroma Caravelle easy height | T27.04_PLU_WC_Suites | No
B | VINPBMIWH | Caravelle Easy Height CC 4S BE SNV Suite & 50Con W | 1 | no | =GetRate("PLU",$A1,2) | 1 | =PRODUCT(C1*E1,F1) | =G1
B |  | Discount | =GetValue("Discount PLU San Ftg",3) | % | =SubTotal(G1:G1) | 1 | =PRODUCT(C2*E2,F2) | =G2
B |  | Waste and Fixings | =GetValue("Waste 2.5%",3) | % | =SubTotal(G1:G2) | 1 | =PRODUCT(C3*E3,F3) | =G3
B | MULTIFITWH | Multifit Pan Connector No. 208315-White | 1 | no | =GetRate("PLU",$A4,2) | 1 | =PRODUCT(C4*E4,F4) | =G4
B |  | Discount | =GetValue("Discount 15%",3) | % | =SubTotal(G4:G4) | 1 | =PRODUCT(C5*E5,F5) | =G5
B |  | Waste and Fixings | =GetValue("Waste 2.5%",3) | % | =SubTotal(G4:G5) | 1 | =PRODUCT(C6*E6,F6) | =G6
B | AQL-CVB15 | Euro Fill Valve 15mm Bottom Inlet | 1 | ea | =GetRate("PLU",$A7,2) | 1 | =PRODUCT(C7*E7,F7) | =G7
B |  | Discount | =GetValue("Discount 15%",3) | % | =SubTotal(G7:G7) | 1 | =PRODUCT(C8*E8,F8) | =G8
B |  | Waste and Fixings | =GetValue("Waste 2.5%",3) | % | =SubTotal(G7:G8) | 1 | =PRODUCT(C9*E9,F9) | =G9
B | PZ300A | Plumbezy 300mm Flexi Hose Connector 15mm | 1 | no | =GetRate("PLU",$A10,2) | 1 | =PRODUCT(C10*E10,F10) | =G10
B |  | Discount | =GetValue("Discount 15%",3) | % | =SubTotal(G10:G10) | 1 | =PRODUCT(C11*E11,F11) | =G11
B |  | Waste and Fixings | =GetValue("Waste 2.5%",3) | % | =SubTotal(G10:G11) | 1 | =PRODUCT(C12*E12,F12) | =G12
B | PM_41FAS_487 | CAROMA PAN SCREW PACK WHITE 601150 | 1 | pa | =GetRate("SUP1",$A13,2) | 1 | =PRODUCT(C13*E13,F13) | =G13
B |  | Discount | =GetValue("Discount 15%",3) | % | =SubTotal(G13:G13) | 1 | =PRODUCT(C14*E14,F14) | =G14
B |  | Waste and Fixings | =GetValue("Waste 2.5%",3) | % | =SubTotal(G13:G14) | 1 | =PRODUCT(C15*E15,F15) | =G15
B | 6009094033 | Fuller 770 Sanitary Trns 300gm | 1 | cq | =GetRate("PLU",$A16,2) | 0.2 | =PRODUCT(C16*E16,F16) | =G16
B |  | Discount | =GetValue("Discount 15%",3) | % | =SubTotal(G16:G16) | 1 | =PRODUCT(C17*E17,F17) | =G17
B |  | Waste and Fixings | =GetValue("Waste 5%",3) | % | =SubTotal(G16:G17) | 1 | =PRODUCT(C18*E18,F18) | =G18
B | Plumber | Plumber | 2.35 | hrs | =GetRate("LAB1",$A19,2) | 1 | =PRODUCT(C19*E19,F19) | =G19
B |  | Margin | =GetValue("Plumbers margin",3) | % | =SubTotal(G1:G19) | 1 | =PRODUCT(C20*E20,F20) | =G20
I | T27.04.033 | <b>WC Suite, Floor Mounted, Wall Faced</b> | T27.04_PLU_WC_Suites
I | T27.04.037 | Caroma Opal II with Opal II seat | T27.04_PLU_WC_Suites | No
B | CRM714100WH | Opal II Smartflush W/Face Suite c/w Opal II Seat | 1 | no | =GetRate("PLU",$A1,2) | 1 | =PRODUCT(C1*E1,F1) | =G1
B |  | Discount | =GetValue("Discount PLU San Ftg",3) | % | =SubTotal(G1:G1) | 1 | =PRODUCT(C2*E2,F2) | =G2
B |  | Waste and Fixings | =GetValue("Waste 2.5%",3) | % | =SubTotal(G1:G2) | 1 | =PRODUCT(C3*E3,F3) | =G3
B | MULTIFITWH | Multifit Pan Connector No. 208315-White | 1 | no | =GetRate("PLU",$A4,2) | 1 | =PRODUCT(C4*E4,F4) | =G4
B |  | Discount | =GetValue("Discount 15%",3) | % | =SubTotal(G4:G4) | 1 | =PRODUCT(C5*E5,F5) | =G5
B |  | Waste and Fixings | =GetValue("Waste 2.5%",3) | % | =SubTotal(G4:G5) | 1 | =PRODUCT(C6*E6,F6) | =G6
B | AQL-CVB15 | Euro Fill Valve 15mm Bottom Inlet | 1 | ea | =GetRate("PLU",$A7,2) | 1 | =PRODUCT(C7*E7,F7) | =G7
B |  | Discount | =GetValue("Discount 15%",3) | % | =SubTotal(G7:G7) | 1 | =PRODUCT(C8*E8,F8) | =G8
B |  | Waste and Fixings | =GetValue("Waste 2.5%",3) | % | =SubTotal(G7:G8) | 1 | =PRODUCT(C9*E9,F9) | =G9
B | PZ300A | Plumbezy 300mm Flexi Hose Connector 15mm | 1 | no | =GetRate("PLU",$A10,2) | 1 | =PRODUCT(C10*E10,F10) | =G10
B |  | Discount | =GetValue("Discount 15%",3) | % | =SubTotal(G10:G10) | 1 | =PRODUCT(C11*E11,F11) | =G11
B |  | Waste and Fixings | =GetValue("Waste 2.5%",3) | % | =SubTotal(G10:G11) | 1 | =PRODUCT(C12*E12,F12) | =G12
B | PM_41FAS_487 | CAROMA PAN SCREW PACK WHITE 601150 | 1 | pa | =GetRate("SUP1",$A13,2) | 1 | =PRODUCT(C13*E13,F13) | =G13
B |  | Discount | =GetValue("Discount 15%",3) | % | =SubTotal(G13:G13) | 1 | =PRODUCT(C14*E14,F14) | =G14
B |  | Waste and Fixings | =GetValue("Waste 2.5%",3) | % | =SubTotal(G13:G14) | 1 | =PRODUCT(C15*E15,F15) | =G15
B | 6009094033 | Fuller 770 Sanitary Trns 300gm | 1 | cq | =GetRate("PLU",$A16,2) | 0.2 | =PRODUCT(C16*E16,F16) | =G16
B |  | Discount | =GetValue("Discount 15%",3) | % | =SubTotal(G16:G16) | 1 | =PRODUCT(C17*E17,F17) | =G17
B |  | Waste and Fixings | =GetValue("Waste 5%",3) | % | =SubTotal(G16:G17) | 1 | =PRODUCT(C18*E18,F18) | =G18
B | Plumber | Plumber | 2.35 | hrs | =GetRate("LAB1",$A19,2) | 1 | =PRODUCT(C19*E19,F19) | =G19
B |  | Margin | =GetValue("Plumbers margin",3) | % | =SubTotal(G1:G19) | 1 | =PRODUCT(C20*E20,F20) | =G20
I | T27.04.041 | Caroma Luna, back inlet or back entry | T27.04_PLU_WC_Suites | No
B | 985687SC | Luna Wall Faced BI Toilet Suite | 1 | no | =GetRate("PLU",$A1,2) | 1 | =PRODUCT(C1*E1,F1) | =G1
B |  | Discount | =GetValue("Discount PLU San Ftg",3) | % | =SubTotal(G1:G1) | 1 | =PRODUCT(C2*E2,F2) | =G2
B |  | Waste and Fixings | =GetValue("Waste 2.5%",3) | % | =SubTotal(G1:G2) | 1 | =PRODUCT(C3*E3,F3) | =G3
B | MULTIFITWH | Multifit Pan Connector No. 208315-White | 1 | no | =GetRate("PLU",$A4,2) | 1 | =PRODUCT(C4*E4,F4) | =G4
B |  | Discount | =GetValue("Discount 15%",3) | % | =SubTotal(G4:G4) | 1 | =PRODUCT(C5*E5,F5) | =G5
B |  | Waste and Fixings | =GetValue("Waste 2.5%",3) | % | =SubTotal(G4:G5) | 1 | =PRODUCT(C6*E6,F6) | =G6
B | AQL-CVB15 | Euro Fill Valve 15mm Bottom Inlet | 1 | ea | =GetRate("PLU",$A7,2) | 1 | =PRODUCT(C7*E7,F7) | =G7
B |  | Discount | =GetValue("Discount 15%",3) | % | =SubTotal(G7:G7) | 1 | =PRODUCT(C8*E8,F8) | =G8
B |  | Waste and Fixings | =GetValue("Waste 2.5%",3) | % | =SubTotal(G7:G8) | 1 | =PRODUCT(C9*E9,F9) | =G9
B | PZ300A | Plumbezy 300mm Flexi Hose Connector 15mm | 1 | no | =GetRate("PLU",$A10,2) | 1 | =PRODUCT(C10*E10,F10) | =G10
B |  | Discount | =GetValue("Discount 15%",3) | % | =SubTotal(G10:G10) | 1 | =PRODUCT(C11*E11,F11) | =G11
B |  | Waste and Fixings | =GetValue("Waste 2.5%",3) | % | =SubTotal(G10:G11) | 1 | =PRODUCT(C12*E12,F12) | =G12
B | PM_41FAS_487 | CAROMA PAN SCREW PACK WHITE 601150 | 1 | pa | =GetRate("SUP1",$A13,2) | 1 | =PRODUCT(C13*E13,F13) | =G13
B |  | Discount | =GetValue("Discount 15%",3) | % | =SubTotal(G13:G13) | 1 | =PRODUCT(C14*E14,F14) | =G14
B |  | Waste and Fixings | =GetValue("Waste 2.5%",3) | % | =SubTotal(G13:G14) | 1 | =PRODUCT(C15*E15,F15) | =G15
B | 6009094033 | Fuller 770 Sanitary Trns 300gm | 1 | cq | =GetRate("PLU",$A16,2) | 0.2 | =PRODUCT(C16*E16,F16) | =G16
B |  | Discount | =GetValue("Discount 15%",3) | % | =SubTotal(G16:G16) | 1 | =PRODUCT(C17*E17,F17) | =G17
B |  | Waste and Fixings | =GetValue("Waste 5%",3) | % | =SubTotal(G16:G17) | 1 | =PRODUCT(C18*E18,F18) | =G18
B | Plumber | Plumber | 2.35 | hrs | =GetRate("LAB1",$A19,2) | 1 | =PRODUCT(C19*E19,F19) | =G19
B |  | Margin | =GetValue("Plumbers margin",3) | % | =SubTotal(G1:G19) | 1 | =PRODUCT(C20*E20,F20) | =G20
I | T27.04.045 | Caroma Leda, white | T27.04_PLU_WC_Suites | No
B | 990100W | Leda Round Wfcc Be Suite | 1 | no | =GetRate("PLU",$A1,2) | 1 | =PRODUCT(C1*E1,F1) | =G1
B |  | Discount | =GetValue("Discount PLU San Ftg",3) | % | =SubTotal(G1:G1) | 1 | =PRODUCT(C2*E2,F2) | =G2
B |  | Waste and Fixings | =GetValue("Waste 2.5%",3) | % | =SubTotal(G1:G2) | 1 | =PRODUCT(C3*E3,F3) | =G3
B | MULTIFITWH | Multifit Pan Connector No. 208315-White | 1 | no | =GetRate("PLU",$A4,2) | 1 | =PRODUCT(C4*E4,F4) | =G4
B |  | Discount | =GetValue("Discount 15%",3) | % | =SubTotal(G4:G4) | 1 | =PRODUCT(C5*E5,F5) | =G5
B |  | Waste and Fixings | =GetValue("Waste 2.5%",3) | % | =SubTotal(G4:G5) | 1 | =PRODUCT(C6*E6,F6) | =G6
B | AQL-CVB15 | Euro Fill Valve 15mm Bottom Inlet | 1 | ea | =GetRate("PLU",$A7,2) | 1 | =PRODUCT(C7*E7,F7) | =G7
B |  | Discount | =GetValue("Discount 15%",3) | % | =SubTotal(G7:G7) | 1 | =PRODUCT(C8*E8,F8) | =G8
B |  | Waste and Fixings | =GetValue("Waste 2.5%",3) | % | =SubTotal(G7:G8) | 1 | =PRODUCT(C9*E9,F9) | =G9
B | PZ300A | Plumbezy 300mm Flexi Hose Connector 15mm | 1 | no | =GetRate("PLU",$A10,2) | 1 | =PRODUCT(C10*E10,F10) | =G10
B |  | Discount | =GetValue("Discount 15%",3) | % | =SubTotal(G10:G10) | 1 | =PRODUCT(C11*E11,F11) | =G11
B |  | Waste and Fixings | =GetValue("Waste 2.5%",3) | % | =SubTotal(G10:G11) | 1 | =PRODUCT(C12*E12,F12) | =G12
B | PM_41FAS_487 | CAROMA PAN SCREW PACK WHITE 601150 | 1 | pa | =GetRate("SUP1",$A13,2) | 1 | =PRODUCT(C13*E13,F13) | =G13
B |  | Discount | =GetValue("Discount 15%",3) | % | =SubTotal(G13:G13) | 1 | =PRODUCT(C14*E14,F14) | =G14
B |  | Waste and Fixings | =GetValue("Waste 2.5%",3) | % | =SubTotal(G13:G14) | 1 | =PRODUCT(C15*E15,F15) | =G15
B | 6009094033 | Fuller 770 Sanitary Trns 300gm | 1 | cq | =GetRate("PLU",$A16,2) | 0.2 | =PRODUCT(C16*E16,F16) | =G16
B |  | Discount | =GetValue("Discount 15%",3) | % | =SubTotal(G16:G16) | 1 | =PRODUCT(C17*E17,F17) | =G17
B |  | Waste and Fixings | =GetValue("Waste 5%",3) | % | =SubTotal(G16:G17) | 1 | =PRODUCT(C18*E18,F18) | =G18
B | Plumber | Plumber | 2.35 | hrs | =GetRate("LAB1",$A19,2) | 1 | =PRODUCT(C19*E19,F19) | =G19
B |  | Margin | =GetValue("Plumbers margin",3) | % | =SubTotal(G1:G19) | 1 | =PRODUCT(C20*E20,F20) | =G20
I | T27.04.049 | WC Suite, In Wall Cistern | T27.04_PLU_WC_Suites
I | T27.04.057 | Caroma Metro Invisi Series II, wall hung, Metro soft close seat | T27.04_PLU_WC_Suites | No
B | CRM716100'WH | Metro Invisi II W/Hung T/Suite White | 1 | no | =GetRate("PLU",$A1,2) | 1 | =PRODUCT(C1*E1,F1) | =G1
B |  | Discount | =GetValue("Discount PLU San Ftg",3) | % | =SubTotal(G1:G1) | 1 | =PRODUCT(C2*E2,F2) | =G2
B |  | Waste and Fixings | =GetValue("Waste 2.5%",3) | % | =SubTotal(G1:G2) | 1 | =PRODUCT(C3*E3,F3) | =G3
B | CRMUC | Caroma Uniconnector Pan Connector No. 414260 | 1 | no | =GetRate("PLU",$A4,2) | 1 | =PRODUCT(C4*E4,F4) | =G4
B |  | Discount | =GetValue("Discount 15%",3) | % | =SubTotal(G4:G4) | 1 | =PRODUCT(C5*E5,F5) | =G5
B |  | Waste and Fixings | =GetValue("Waste 2.5%",3) | % | =SubTotal(G4:G5) | 1 | =PRODUCT(C6*E6,F6) | =G6
B | AQL-CVS10 | Euro Fill Valve 15mm Side Inlet | 1 | no | =GetRate("PLU",$A7,2) | 1 | =PRODUCT(C7*E7,F7) | =G7
B |  | Discount | =GetValue("Discount 15%",3) | % | =SubTotal(G7:G7) | 1 | =PRODUCT(C8*E8,F8) | =G8
B |  | Waste and Fixings | =GetValue("Waste 2.5%",3) | % | =SubTotal(G7:G8) | 1 | =PRODUCT(C9*E9,F9) | =G9
B | PZ300A | Plumbezy 300mm Flexi Hose Connector 15mm | 1 | no | =GetRate("PLU",$A10,2) | 1 | =PRODUCT(C10*E10,F10) | =G10
B |  | Discount | =GetValue("Discount 15%",3) | % | =SubTotal(G10:G10) | 1 | =PRODUCT(C11*E11,F11) | =G11
B |  | Waste and Fixings | =GetValue("Waste 2.5%",3) | % | =SubTotal(G10:G11) | 1 | =PRODUCT(C12*E12,F12) | =G12
B | 6009094033 | Fuller 770 Sanitary Trns 300gm | 1 | cq | =GetRate("PLU",$A13,2) | 0.2 | =PRODUCT(C13*E13,F13) | =G13
B |  | Discount | =GetValue("Discount 15%",3) | % | =SubTotal(G13:G13) | 1 | =PRODUCT(C14*E14,F14) | =G14
B |  | Waste and Fixings | =GetValue("Waste 5%",3) | % | =SubTotal(G13:G14) | 1 | =PRODUCT(C15*E15,F15) | =G15
B | Plumber | Plumber | 6 | hrs | =GetRate("LAB1",$A16,2) | 1 | =PRODUCT(C16*E16,F16) | =G16
B |  | Margin | =GetValue("Plumbers margin",3) | % | =SubTotal(G1:G16) | 1 | =PRODUCT(C17*E17,F17) | =G17
B |  | D788 for masonry walls
B |  | D841 for stud walls - 2 D12 dynabolts
B |  | D760 chair bracket
B |  | Cistern brackets and flush pipe included
B |  | Buttons and stainless steel plate included
B |  | Caroma Uniconnector 414260 for connecting
B |  | Not sure about inlet pipe and valve. Allow 10mm Qickee fitting
I | T27.04.065 | Caroma Leda Invisi Series II Smartflush, floor mounted, wall faced | T27.04_PLU_WC_Suites | No
B | CRM712100WH | Leda Invisi II Wall Faced T/Suite White | 1 | no | =GetRate("PLU",$A1,2) | 1 | =PRODUCT(C1*E1,F1) | =G1
B |  | Discount | =GetValue("Discount PLU San Ftg",3) | % | =SubTotal(G1:G1) | 1 | =PRODUCT(C2*E2,F2) | =G2
B |  | Waste and Fixings | =GetValue("Waste 2.5%",3) | % | =SubTotal(G1:G2) | 1 | =PRODUCT(C3*E3,F3) | =G3
B | CRMD841 | D841 Sanifix Stud Bracket | 1 | no | =GetRate("PLU",$A4,2) | 1 | =PRODUCT(C4*E4,F4) | =G4
B |  | Discount | =GetValue("Discount PLU San Ftg",3) | % | =SubTotal(G4:G4) | 1 | =PRODUCT(C5*E5,F5) | =G5
B |  | Waste and Fixings | =GetValue("Waste 2.5%",3) | % | =SubTotal(G4:G5) | 1 | =PRODUCT(C6*E6,F6) | =G6
B | CRMUC | Caroma Uniconnector Pan Connector No. 414260 | 1 | no | =GetRate("PLU",$A7,2) | 1 | =PRODUCT(C7*E7,F7) | =G7
B |  | Discount | =GetValue("Discount 15%",3) | % | =SubTotal(G7:G7) | 1 | =PRODUCT(C8*E8,F8) | =G8
B |  | Waste and Fixings | =GetValue("Waste 2.5%",3) | % | =SubTotal(G7:G8) | 1 | =PRODUCT(C9*E9,F9) | =G9
B | AQL-CVS10 | Euro Fill Valve 15mm Side Inlet | 1 | no | =GetRate("PLU",$A10,2) | 1 | =PRODUCT(C10*E10,F10) | =G10
B |  | Discount | =GetValue("Discount 15%",3) | % | =SubTotal(G10:G10) | 1 | =PRODUCT(C11*E11,F11) | =G11
B |  | Waste and Fixings | =GetValue("Waste 2.5%",3) | % | =SubTotal(G10:G11) | 1 | =PRODUCT(C12*E12,F12) | =G12
B | PZ300A | Plumbezy 300mm Flexi Hose Connector 15mm | 1 | no | =GetRate("PLU",$A13,2) | 1 | =PRODUCT(C13*E13,F13) | =G13
B |  | Discount | =GetValue("Discount 15%",3) | % | =SubTotal(G13:G13) | 1 | =PRODUCT(C14*E14,F14) | =G14
B |  | Waste and Fixings | =GetValue("Waste 2.5%",3) | % | =SubTotal(G13:G14) | 1 | =PRODUCT(C15*E15,F15) | =G15
B | PM_41FAS_412 | W/SCREW SFAST SQDR SS 8X32MM 200PK | 6 | pa | =GetRate("SUP1",$A16,2) | 0.005 | =PRODUCT(C16*E16,F16) | =G16
B |  | Discount | =GetValue("Discount 15%",3) | % | =SubTotal(G16:G16) | 1 | =PRODUCT(C17*E17,F17) | =G17
B |  | Waste and Fixings | =GetValue("Waste 2.5%",3) | % | =SubTotal(G16:G17) | 1 | =PRODUCT(C18*E18,F18) | =G18
B | 6009094033 | Fuller 770 Sanitary Trns 300gm | 1 | cq | =GetRate("PLU",$A19,2) | 0.2 | =PRODUCT(C19*E19,F19) | =G19
B |  | Discount | =GetValue("Discount 15%",3) | % | =SubTotal(G19:G19) | 1 | =PRODUCT(C20*E20,F20) | =G20
B |  | Waste and Fixings | =GetValue("Waste 5%",3) | % | =SubTotal(G19:G20) | 1 | =PRODUCT(C21*E21,F21) | =G21
B | Plumber | Plumber | 6 | hrs | =GetRate("LAB1",$A22,2) | 1 | =PRODUCT(C22*E22,F22) | =G22
B |  | Margin | =GetValue("Plumbers margin",3) | % | =SubTotal(G1:G22) | 1 | =PRODUCT(C23*E23,F23) | =G23
B |  | Cistern brackets and flush pipe included
B |  | Buttons and stainless steel plate included
I | T27.04.069 | <b>Add</b> for chair bracket in lieu of through-wall bracket allowed for in above items | T27.04_PLU_WC_Suites | No
B | GB170334001 | Chair Bracket Geberit Duo Fix | 1 | no | =GetRate("PLU",$A1,2) | 1 | =PRODUCT(C1*E1,F1) | =G1
B |  | Discount | =GetValue("Discount PLU San Ftg",3) | % | =SubTotal(G1:G1) | 1 | =PRODUCT(C2*E2,F2) | =G2
B |  | Waste and Fixings | =GetValue("Waste 2.5%",3) | % | =SubTotal(G1:G2) | 1 | =PRODUCT(C3*E3,F3) | =G3
B | CRMD841 | D841 Sanifix Stud Bracket | -1 | no | =GetRate("PLU",$A4,2) | 1 | =PRODUCT(C4*E4,F4) | =G4
B |  | Discount | =GetValue("Discount PLU San Ftg",3) | % | =SubTotal(G4:G4) | 1 | =PRODUCT(C5*E5,F5) | =G5
B |  | Waste and Fixings | =GetValue("Waste 2.5%",3) | % | =SubTotal(G4:G5) | 1 | =PRODUCT(C6*E6,F6) | =G6
B | Plumber | Plumber | 1 | hrs | =GetRate("LAB1",$A7,2) | 1 | =PRODUCT(C7*E7,F7) | =G7
B |  | Margin | =GetValue("Plumbers margin",3) | % | =SubTotal(G1:G7) | 1 | =PRODUCT(C8*E8,F8) | =G8
B |  | D788 for masonry walls
B |  | D841 for stud walls - 2 D12 dynabolts
B |  | D760 chair bracket - 2x3 D12 dynabolts
I | T27.05.001 | Bidets | T27.05_PLU_Bidets
I | T27.05.005 | <b>Bidet, floor mounted</b> | T27.05_PLU_Bidets
I | T27.05.013 | Caroma Caravelle, ITEM REMOVED, LEAVE WITH ANOTHER SUPPLY PRICE IN CASE USED ELSEWHERE | T27.05_PLU_Bidets | No
B | VBOBIDR1 | Omnia Pro Bidet White | 1 | no | =GetRate("PLU",$A1,2) | 1 | =PRODUCT(C1*E1,F1) | =G1
B |  | Discount | =GetValue("Discount PLU San Ftg",3) | % | =SubTotal(G1:G1) | 1 | =PRODUCT(C2*E2,F2) | =G2
B |  | Waste and Fixings | =GetValue("Waste 2.5%",3) | % | =SubTotal(G1:G2) | 1 | =PRODUCT(C3*E3,F3) | =G3
B | CRM90947CP | Caroma Nordic Basin Mixer Chrome | 1 | no | =GetRate("PLU",$A4,2) | 1 | =PRODUCT(C4*E4,F4) | =G4
B |  | Discount | =GetValue("Discount PLU Tap",3) | % | =SubTotal(G4:G4) | 1 | =PRODUCT(C5*E5,F5) | =G5
B |  | Waste and Fixings | =GetValue("Waste 2.5%",3) | % | =SubTotal(G4:G5) | 1 | =PRODUCT(C6*E6,F6) | =G6
B | PP40 | 40mm Short Inlet P Trap | 1 | no | =GetRate("PLU",$A7,2) | 1 | =PRODUCT(C7*E7,F7) | =G7
B |  | Discount | =GetValue("Discount 15%",3) | % | =SubTotal(G7:G7) | 1 | =PRODUCT(C8*E8,F8) | =G8
B |  | Waste and Fixings | =GetValue("Waste 2.5%",3) | % | =SubTotal(G7:G8) | 1 | =PRODUCT(C9*E9,F9) | =G9
B | AQA-KMBWP40 | 40mm Basin Waste c/w Designer Plug Chrome | 1 | no | =GetRate("PLU",$A10,2) | 1 | =PRODUCT(C10*E10,F10) | =G10
B |  | Discount | =GetValue("Discount 15%",3) | % | =SubTotal(G10:G10) | 1 | =PRODUCT(C11*E11,F11) | =G11
B |  | Waste and Fixings | =GetValue("Waste 2.5%",3) | % | =SubTotal(G10:G11) | 1 | =PRODUCT(C12*E12,F12) | =G12
B | PM_41FAS_487 | CAROMA PAN SCREW PACK WHITE 601150 | 1 | pa | =GetRate("SUP1",$A13,2) | 1 | =PRODUCT(C13*E13,F13) | =G13
B |  | Discount | =GetValue("Discount 15%",3) | % | =SubTotal(G13:G13) | 1 | =PRODUCT(C14*E14,F14) | =G14
B |  | Waste and Fixings | =GetValue("Waste 2.5%",3) | % | =SubTotal(G13:G14) | 1 | =PRODUCT(C15*E15,F15) | =G15
B | 6009094033 | Fuller 770 Sanitary Trns 300gm | 1 | cq | =GetRate("PLU",$A16,2) | 0.2 | =PRODUCT(C16*E16,F16) | =G16
B |  | Discount | =GetValue("Discount 15%",3) | % | =SubTotal(G16:G16) | 1 | =PRODUCT(C17*E17,F17) | =G17
B |  | Waste and Fixings | =GetValue("Waste 5%",3) | % | =SubTotal(G16:G17) | 1 | =PRODUCT(C18*E18,F18) | =G18
B | Plumber | Plumber | 2 | hrs | =GetRate("LAB1",$A19,2) | 1 | =PRODUCT(C19*E19,F19) | =G19
B |  | Margin | =GetValue("Plumbers margin",3) | % | =SubTotal(G1:G19) | 1 | =PRODUCT(C20*E20,F20) | =G20
I | T27.05.017 | Villeroy & Boch Starck 3 | T27.05_PLU_Bidets | No
B | VBOBIDR1 | Starck 3 F/Standing Bidet | 1 | no | =GetRate("PLU",$A1,2) | 1 | =PRODUCT(C1*E1,F1) | =G1
B |  | Discount | =GetValue("Discount PLU San Ftg",3) | % | =SubTotal(G1:G1) | 1 | =PRODUCT(C2*E2,F2) | =G2
B |  | Waste and Fixings | =GetValue("Waste 2.5%",3) | % | =SubTotal(G1:G2) | 1 | =PRODUCT(C3*E3,F3) | =G3
B | CRM90947CP | Caroma Nordic Basin Mixer Chrome | 1 | no | =GetRate("PLU",$A4,2) | 1 | =PRODUCT(C4*E4,F4) | =G4
B |  | Discount | =GetValue("Discount PLU Tap",3) | % | =SubTotal(G4:G4) | 1 | =PRODUCT(C5*E5,F5) | =G5
B |  | Waste and Fixings | =GetValue("Waste 2.5%",3) | % | =SubTotal(G4:G5) | 1 | =PRODUCT(C6*E6,F6) | =G6
B | PP40 | 40mm Short Inlet P Trap | 1 | no | =GetRate("PLU",$A7,2) | 1 | =PRODUCT(C7*E7,F7) | =G7
B |  | Discount | =GetValue("Discount 15%",3) | % | =SubTotal(G7:G7) | 1 | =PRODUCT(C8*E8,F8) | =G8
B |  | Waste and Fixings | =GetValue("Waste 2.5%",3) | % | =SubTotal(G7:G8) | 1 | =PRODUCT(C9*E9,F9) | =G9
B | PM_41FAS_487 | CAROMA PAN SCREW PACK WHITE 601150 | 1 | pa | =GetRate("SUP1",$A10,2) | 1 | =PRODUCT(C10*E10,F10) | =G10
B |  | Discount | =GetValue("Discount 15%",3) | % | =SubTotal(G10:G10) | 1 | =PRODUCT(C11*E11,F11) | =G11
B |  | Waste and Fixings | =GetValue("Waste 2.5%",3) | % | =SubTotal(G10:G11) | 1 | =PRODUCT(C12*E12,F12) | =G12
B | 6009094033 | Fuller 770 Sanitary Trns 300gm | 1 | cq | =GetRate("PLU",$A13,2) | 0.2 | =PRODUCT(C13*E13,F13) | =G13
B |  | Discount | =GetValue("Discount 15%",3) | % | =SubTotal(G13:G13) | 1 | =PRODUCT(C14*E14,F14) | =G14
B |  | Waste and Fixings | =GetValue("Waste 5%",3) | % | =SubTotal(G13:G14) | 1 | =PRODUCT(C15*E15,F15) | =G15
B | Plumber | Plumber | 2 | hrs | =GetRate("LAB1",$A16,2) | 1 | =PRODUCT(C16*E16,F16) | =G16
B |  | Margin | =GetValue("Plumbers margin",3) | % | =SubTotal(G1:G16) | 1 | =PRODUCT(C17*E17,F17) | =G17
I | T27.05.021 | Villeroy & Boch Subway | T27.05_PLU_Bidets | No
B | VB741000WH | Subway F/S Bidet White | 1 | no | =GetRate("PLU",$A1,2) | 1 | =PRODUCT(C1*E1,F1) | =G1
B |  | Discount | =GetValue("Discount PLU San Ftg",3) | % | =SubTotal(G1:G1) | 1 | =PRODUCT(C2*E2,F2) | =G2
B |  | Waste and Fixings | =GetValue("Waste 2.5%",3) | % | =SubTotal(G1:G2) | 1 | =PRODUCT(C3*E3,F3) | =G3
B | CRM90947CP | Caroma Nordic Basin Mixer Chrome | 1 | no | =GetRate("PLU",$A4,2) | 1 | =PRODUCT(C4*E4,F4) | =G4
B |  | Discount | =GetValue("Discount PLU Tap",3) | % | =SubTotal(G4:G4) | 1 | =PRODUCT(C5*E5,F5) | =G5
B |  | Waste and Fixings | =GetValue("Waste 2.5%",3) | % | =SubTotal(G4:G5) | 1 | =PRODUCT(C6*E6,F6) | =G6
B | PP40 | 40mm Short Inlet P Trap | 1 | no | =GetRate("PLU",$A7,2) | 1 | =PRODUCT(C7*E7,F7) | =G7
B |  | Discount | =GetValue("Discount 15%",3) | % | =SubTotal(G7:G7) | 1 | =PRODUCT(C8*E8,F8) | =G8
B |  | Waste and Fixings | =GetValue("Waste 2.5%",3) | % | =SubTotal(G7:G8) | 1 | =PRODUCT(C9*E9,F9) | =G9
B | PM_41FAS_487 | CAROMA PAN SCREW PACK WHITE 601150 | 1 | pa | =GetRate("SUP1",$A10,2) | 1 | =PRODUCT(C10*E10,F10) | =G10
B |  | Discount | =GetValue("Discount 15%",3) | % | =SubTotal(G10:G10) | 1 | =PRODUCT(C11*E11,F11) | =G11
B |  | Waste and Fixings | =GetValue("Waste 2.5%",3) | % | =SubTotal(G10:G11) | 1 | =PRODUCT(C12*E12,F12) | =G12
B | 6009094033 | Fuller 770 Sanitary Trns 300gm | 1 | cq | =GetRate("PLU",$A13,2) | 0.2 | =PRODUCT(C13*E13,F13) | =G13
B |  | Discount | =GetValue("Discount 15%",3) | % | =SubTotal(G13:G13) | 1 | =PRODUCT(C14*E14,F14) | =G14
B |  | Waste and Fixings | =GetValue("Waste 5%",3) | % | =SubTotal(G13:G14) | 1 | =PRODUCT(C15*E15,F15) | =G15
B | Plumber | Plumber | 2 | hrs | =GetRate("LAB1",$A16,2) | 1 | =PRODUCT(C16*E16,F16) | =G16
B |  | Margin | =GetValue("Plumbers margin",3) | % | =SubTotal(G1:G16) | 1 | =PRODUCT(C17*E17,F17) | =G17
I | T27.05.023 | Catalano Sfera 52 bidet | T27.05_PLU_Bidets | No
B | Sfera | BIC52 Sfera F/M Bidet | 1 | no | =GetRate("PLU",$A1,2) | 1 | =PRODUCT(C1*E1,F1) | =G1
B |  | Discount | =GetValue("Discount PLU San Ftg",3) | % | =SubTotal(G1:G1) | 1 | =PRODUCT(C2*E2,F2) | =G2
B |  | Waste and Fixings | =GetValue("Waste 2.5%",3) | % | =SubTotal(G1:G2) | 1 | =PRODUCT(C3*E3,F3) | =G3
B | CRM90947CP | Caroma Nordic Basin Mixer Chrome | 1 | no | =GetRate("PLU",$A4,2) | 1 | =PRODUCT(C4*E4,F4) | =G4
B |  | Discount | =GetValue("Discount PLU Tap",3) | % | =SubTotal(G4:G4) | 1 | =PRODUCT(C5*E5,F5) | =G5
B |  | Waste and Fixings | =GetValue("Waste 2.5%",3) | % | =SubTotal(G4:G5) | 1 | =PRODUCT(C6*E6,F6) | =G6
B | PM_41FAS_487 | CAROMA PAN SCREW PACK WHITE 601150 | 1 | pa | =GetRate("SUP1",$A7,2) | 1 | =PRODUCT(C7*E7,F7) | =G7
B |  | Discount | =GetValue("Discount 15%",3) | % | =SubTotal(G7:G7) | 1 | =PRODUCT(C8*E8,F8) | =G8
B |  | Waste and Fixings | =GetValue("Waste 2.5%",3) | % | =SubTotal(G7:G8) | 1 | =PRODUCT(C9*E9,F9) | =G9
B | 6009094033 | Fuller 770 Sanitary Trns 300gm | 1 | cq | =GetRate("PLU",$A10,2) | 0.2 | =PRODUCT(C10*E10,F10) | =G10
B |  | Discount | =GetValue("Discount 15%",3) | % | =SubTotal(G10:G10) | 1 | =PRODUCT(C11*E11,F11) | =G11
B |  | Waste and Fixings | =GetValue("Waste 5%",3) | % | =SubTotal(G10:G11) | 1 | =PRODUCT(C12*E12,F12) | =G12
B | Plumber | Plumber | 2 | hrs | =GetRate("LAB1",$A13,2) | 1 | =PRODUCT(C13*E13,F13) | =G13
B |  | Margin | =GetValue("Plumbers margin",3) | % | =SubTotal(G1:G13) | 1 | =PRODUCT(C14*E14,F14) | =G14
I | T27.05.025 | <b>Bidet, wall hung</b> | T27.05_PLU_Bidets
I | T27.05.029 | Villeroy & Boch Starck 3, wall hung | T27.05_PLU_Bidets | No
B | VBO741800R1 | Starck 3 W/Mounted Bidet Excl Bracket | 1 | no | =GetRate("PLU",$A1,2) | 1 | =PRODUCT(C1*E1,F1) | =G1
B |  | Discount | =GetValue("Discount PLU San Ftg",3) | % | =SubTotal(G1:G1) | 1 | =PRODUCT(C2*E2,F2) | =G2
B |  | Waste and Fixings | =GetValue("Waste 2.5%",3) | % | =SubTotal(G1:G2) | 1 | =PRODUCT(C3*E3,F3) | =G3
B | VBBIDBRKT | Plumb-line Wall Hung Bracket | 1 | no | =GetRate("PLU",$A4,2) | 1 | =PRODUCT(C4*E4,F4) | =G4
B |  | Discount | =GetValue("Discount PLU San Ftg",3) | % | =SubTotal(G4:G4) | 1 | =PRODUCT(C5*E5,F5) | =G5
B |  | Waste and Fixings | =GetValue("Waste 2.5%",3) | % | =SubTotal(G4:G5) | 1 | =PRODUCT(C6*E6,F6) | =G6
B | PM_41FAS_535 | POWERS HEX ANCHOR M12 100MM EA HS12100 | 2 | pa | =GetRate("SUP1",$A7,2) | 1 | =PRODUCT(C7*E7,F7) | =G7
B |  | Discount | =GetValue("Discount 15%",3) | % | =SubTotal(G7:G7) | 1 | =PRODUCT(C8*E8,F8) | =G8
B |  | Waste and Fixings | =GetValue("Waste 2.5%",3) | % | =SubTotal(G7:G8) | 1 | =PRODUCT(C9*E9,F9) | =G9
B | PM_41FAS_412 | W/SCREW SFAST SQDR SS 8X32MM 200PK | 6 | pa | =GetRate("SUP1",$A10,2) | 0.005 | =PRODUCT(C10*E10,F10) | =G10
B |  | Discount | =GetValue("Discount 15%",3) | % | =SubTotal(G10:G10) | 1 | =PRODUCT(C11*E11,F11) | =G11
B |  | Waste and Fixings | =GetValue("Waste 2.5%",3) | % | =SubTotal(G10:G11) | 1 | =PRODUCT(C12*E12,F12) | =G12
B | CRM90947CP | Caroma Nordic Basin Mixer Chrome | 1 | no | =GetRate("PLU",$A13,2) | 1 | =PRODUCT(C13*E13,F13) | =G13
B |  | Discount | =GetValue("Discount PLU Tap",3) | % | =SubTotal(G13:G13) | 1 | =PRODUCT(C14*E14,F14) | =G14
B |  | Waste and Fixings | =GetValue("Waste 2.5%",3) | % | =SubTotal(G13:G14) | 1 | =PRODUCT(C15*E15,F15) | =G15
B | PP40 | 40mm Short Inlet P Trap | 1 | no | =GetRate("PLU",$A16,2) | 1 | =PRODUCT(C16*E16,F16) | =G16
B |  | Discount | =GetValue("Discount PLU PVC",3) | % | =SubTotal(G16:G16) | 1 | =PRODUCT(C17*E17,F17) | =G17
B |  | Waste and Fixings | =GetValue("Waste 2.5%",3) | % | =SubTotal(G16:G17) | 1 | =PRODUCT(C18*E18,F18) | =G18
B | 6009094033 | Fuller 770 Sanitary Trns 300gm | 1 | cq | =GetRate("PLU",$A19,2) | 0.2 | =PRODUCT(C19*E19,F19) | =G19
B |  | Discount | =GetValue("Discount 15%",3) | % | =SubTotal(G19:G19) | 1 | =PRODUCT(C20*E20,F20) | =G20
B |  | Waste and Fixings | =GetValue("Waste 5%",3) | % | =SubTotal(G19:G20) | 1 | =PRODUCT(C21*E21,F21) | =G21
B | Plumber | Plumber | 2 | hrs | =GetRate("LAB1",$A22,2) | 1 | =PRODUCT(C22*E22,F22) | =G22
B |  | Margin | =GetValue("Plumbers margin",3) | % | =SubTotal(G1:G22) | 1 | =PRODUCT(C23*E23,F23) | =G23
I | T27.05.033 | Villeroy & Boch Subway, wall hung | T27.05_PLU_Bidets | No
B | VB740000WH | Subway W/Hung Bidet White | 1 | no | =GetRate("PLU",$A1,2) | 1 | =PRODUCT(C1*E1,F1) | =G1
B |  | Discount | =GetValue("Discount PLU San Ftg",3) | % | =SubTotal(G1:G1) | 1 | =PRODUCT(C2*E2,F2) | =G2
B |  | Waste and Fixings | =GetValue("Waste 2.5%",3) | % | =SubTotal(G1:G2) | 1 | =PRODUCT(C3*E3,F3) | =G3
B | VBBIDBRKT | V&B Wall Hung Bidet Bracket | 1 | no | =GetRate("PLU",$A4,2) | 1 | =PRODUCT(C4*E4,F4) | =G4
B |  | Discount | =GetValue("Discount PLU San Ftg",3) | % | =SubTotal(G4:G4) | 1 | =PRODUCT(C5*E5,F5) | =G5
B |  | Waste and Fixings | =GetValue("Waste 2.5%",3) | % | =SubTotal(G4:G5) | 1 | =PRODUCT(C6*E6,F6) | =G6
B | PM_41FAS_535 | POWERS HEX ANCHOR M12 100MM EA HS12100 | 2 | pa | =GetRate("SUP1",$A7,2) | 1 | =PRODUCT(C7*E7,F7) | =G7
B |  | Discount | =GetValue("Discount 15%",3) | % | =SubTotal(G7:G7) | 1 | =PRODUCT(C8*E8,F8) | =G8
B |  | Waste and Fixings | =GetValue("Waste 2.5%",3) | % | =SubTotal(G7:G8) | 1 | =PRODUCT(C9*E9,F9) | =G9
B | PM_41FAS_412 | W/SCREW SFAST SQDR SS 8X32MM 200PK | 6 | pa | =GetRate("SUP1",$A10,2) | 0.005 | =PRODUCT(C10*E10,F10) | =G10
B |  | Discount | =GetValue("Discount 15%",3) | % | =SubTotal(G10:G10) | 1 | =PRODUCT(C11*E11,F11) | =G11
B |  | Waste and Fixings | =GetValue("Waste 2.5%",3) | % | =SubTotal(G10:G11) | 1 | =PRODUCT(C12*E12,F12) | =G12
B | CRM90947CP | Caroma Nordic Basin Mixer Chrome | 1 | no | =GetRate("PLU",$A13,2) | 1 | =PRODUCT(C13*E13,F13) | =G13
B |  | Discount | =GetValue("Discount PLU Tap",3) | % | =SubTotal(G13:G13) | 1 | =PRODUCT(C14*E14,F14) | =G14
B |  | Waste and Fixings | =GetValue("Waste 2.5%",3) | % | =SubTotal(G13:G14) | 1 | =PRODUCT(C15*E15,F15) | =G15
B | PP40 | 40mm Short Inlet P Trap | 1 | no | =GetRate("PLU",$A16,2) | 1 | =PRODUCT(C16*E16,F16) | =G16
B |  | Discount | =GetValue("Discount PLU PVC",3) | % | =SubTotal(G16:G16) | 1 | =PRODUCT(C17*E17,F17) | =G17
B |  | Waste and Fixings | =GetValue("Waste 2.5%",3) | % | =SubTotal(G16:G17) | 1 | =PRODUCT(C18*E18,F18) | =G18
B | 6009094033 | Fuller 770 Sanitary Trns 300gm | 1 | cq | =GetRate("PLU",$A19,2) | 0.2 | =PRODUCT(C19*E19,F19) | =G19
B |  | Discount | =GetValue("Discount 15%",3) | % | =SubTotal(G19:G19) | 1 | =PRODUCT(C20*E20,F20) | =G20
B |  | Waste and Fixings | =GetValue("Waste 5%",3) | % | =SubTotal(G19:G20) | 1 | =PRODUCT(C21*E21,F21) | =G21
B | Plumber | Plumber | 2 | hrs | =GetRate("LAB1",$A22,2) | 1 | =PRODUCT(C22*E22,F22) | =G22
B |  | Margin | =GetValue("Plumbers margin",3) | % | =SubTotal(G1:G22) | 1 | =PRODUCT(C23*E23,F23) | =G23
I | T27.06.001 | Cisterns | T27.06_PLU_Cisterns
I | T27.06.005 | Rates include installation, single/dual flush, flush pipe, flush pipe connector, stop valve and supply pipe | T27.06_PLU_Cisterns
I | T27.06.009 | <b>Plastic,</b> exposed flush pipe | T27.06_PLU_Cisterns
I | T27.06.013 | Dux Centreflush | T27.06_PLU_Cisterns | No
B | CFDFUWWH2 | Dux Centreflush DF Cistern White | 1 | no | =GetRate("PLU",$A1,2) | 1 | =PRODUCT(C1*E1,F1) | =G1
B |  | Discount | =GetValue("Discount PLU San Ftg",3) | % | =SubTotal(G1:G1) | 1 | =PRODUCT(C2*E2,F2) | =G2
B |  | Waste and Fixings | =GetValue("Waste 2.5%",3) | % | =SubTotal(G1:G2) | 1 | =PRODUCT(C3*E3,F3) | =G3
B | DXFPCFWH | 40mm Dux CF Flush Pipe White | 1 | no | =GetRate("PLU",$A4,2) | 1 | =PRODUCT(C4*E4,F4) | =G4
B |  | Discount | =GetValue("Discount PLU PVC",3) | % | =SubTotal(G4:G4) | 1 | =PRODUCT(C5*E5,F5) | =G5
B |  | Waste and Fixings | =GetValue("Waste 2.5%",3) | % | =SubTotal(G4:G5) | 1 | =PRODUCT(C6*E6,F6) | =G6
B | DXFPN40 | 40mm Plastic Flush Pipe Nut | 1 | no | =GetRate("PLU",$A7,2) | 1 | =PRODUCT(C7*E7,F7) | =G7
B |  | Discount | =GetValue("Discount PLU PVC",3) | % | =SubTotal(G7:G7) | 1 | =PRODUCT(C8*E8,F8) | =G8
B |  | Waste and Fixings | =GetValue("Waste 2.5%",3) | % | =SubTotal(G7:G8) | 1 | =PRODUCT(C9*E9,F9) | =G9
B | AQL-CVS10 | Euro Fill Valve 15mm Side Inlet | 1 | no | =GetRate("PLU",$A10,2) | 1 | =PRODUCT(C10*E10,F10) | =G10
B |  | Discount | =GetValue("Discount 15%",3) | % | =SubTotal(G10:G10) | 1 | =PRODUCT(C11*E11,F11) | =G11
B |  | Waste and Fixings | =GetValue("Waste 2.5%",3) | % | =SubTotal(G10:G11) | 1 | =PRODUCT(C12*E12,F12) | =G12
B | PZ300A | Plumbezy 300mm Flexi Hose Connector 15mm | 1 | no | =GetRate("PLU",$A13,2) | 1 | =PRODUCT(C13*E13,F13) | =G13
B |  | Discount | =GetValue("Discount 15%",3) | % | =SubTotal(G13:G13) | 1 | =PRODUCT(C14*E14,F14) | =G14
B |  | Waste and Fixings | =GetValue("Waste 2.5%",3) | % | =SubTotal(G13:G14) | 1 | =PRODUCT(C15*E15,F15) | =G15
B | Plumber | Plumber | 1 | hrs | =GetRate("LAB1",$A16,2) | 1 | =PRODUCT(C16*E16,F16) | =G16
B |  | Margin | =GetValue("Plumbers margin",3) | % | =SubTotal(G1:G16) | 1 | =PRODUCT(C17*E17,F17) | =G17
I | T27.06.017 | <b>Plastic,</b> low level, exposed flush pipe | T27.06_PLU_Cisterns
I | T27.06.021 | Dux Loline | T27.06_PLU_Cisterns | No
B | DXLLDFBEWH | Dux Loline BE/DF Cistern White | 1 | no | =GetRate("PLU",$A1,2) | 1 | =PRODUCT(C1*E1,F1) | =G1
B |  | Discount | =GetValue("Discount PLU San Ftg",3) | % | =SubTotal(G1:G1) | 1 | =PRODUCT(C2*E2,F2) | =G2
B |  | Waste and Fixings | =GetValue("Waste 2.5%",3) | % | =SubTotal(G1:G2) | 1 | =PRODUCT(C3*E3,F3) | =G3
B | AQL-CVS10 | Euro Fill Valve 15mm Side Inlet | 1 | no | =GetRate("PLU",$A4,2) | 1 | =PRODUCT(C4*E4,F4) | =G4
B |  | Discount | =GetValue("Discount 15%",3) | % | =SubTotal(G4:G4) | 1 | =PRODUCT(C5*E5,F5) | =G5
B |  | Waste and Fixings | =GetValue("Waste 2.5%",3) | % | =SubTotal(G4:G5) | 1 | =PRODUCT(C6*E6,F6) | =G6
B | PZ300A | Plumbezy 300mm Flexi Hose Connector 15mm | 1 | no | =GetRate("PLU",$A7,2) | 1 | =PRODUCT(C7*E7,F7) | =G7
B |  | Discount | =GetValue("Discount 15%",3) | % | =SubTotal(G7:G7) | 1 | =PRODUCT(C8*E8,F8) | =G8
B |  | Waste and Fixings | =GetValue("Waste 2.5%",3) | % | =SubTotal(G7:G8) | 1 | =PRODUCT(C9*E9,F9) | =G9
B | Plumber | Plumber | 1 | hrs | =GetRate("LAB1",$A10,2) | 1 | =PRODUCT(C10*E10,F10) | =G10
B |  | Margin | =GetValue("Plumbers margin",3) | % | =SubTotal(G1:G10) | 1 | =PRODUCT(C11*E11,F11) | =G11
I | T27.06.025 | <b>Plastic,</b> low level, with integral seat | T27.06_PLU_Cisterns
I | T27.06.033 | Caroma Slimline | T27.06_PLU_Cisterns | No
B | CRMSLMBEWH | Slimline Low-Mid Level Cistern&Flushpipe Only | 1 | no | =GetRate("PLU",$A1,2) | 1 | =PRODUCT(C1*E1,F1) | =G1
B |  | Discount | =GetValue("Discount PLU San Ftg",3) | % | =SubTotal(G1:G1) | 1 | =PRODUCT(C2*E2,F2) | =G2
B |  | Waste and Fixings | =GetValue("Waste 2.5%",3) | % | =SubTotal(G1:G2) | 1 | =PRODUCT(C3*E3,F3) | =G3
B | AQL-CVS10 | Euro Fill Valve 15mm Side Inlet | 1 | no | =GetRate("PLU",$A4,2) | 1 | =PRODUCT(C4*E4,F4) | =G4
B |  | Discount | =GetValue("Discount 15%",3) | % | =SubTotal(G4:G4) | 1 | =PRODUCT(C5*E5,F5) | =G5
B |  | Waste and Fixings | =GetValue("Waste 2.5%",3) | % | =SubTotal(G4:G5) | 1 | =PRODUCT(C6*E6,F6) | =G6
B | PZ300A | Plumbezy 300mm Flexi Hose Connector 15mm | 1 | no | =GetRate("PLU",$A7,2) | 1 | =PRODUCT(C7*E7,F7) | =G7
B |  | Discount | =GetValue("Discount 15%",3) | % | =SubTotal(G7:G7) | 1 | =PRODUCT(C8*E8,F8) | =G8
B |  | Waste and Fixings | =GetValue("Waste 2.5%",3) | % | =SubTotal(G7:G8) | 1 | =PRODUCT(C9*E9,F9) | =G9
B | Plumber | Plumber | 1 | hrs | =GetRate("LAB1",$A10,2) | 1 | =PRODUCT(C10*E10,F10) | =G10
B |  | Margin | =GetValue("Plumbers margin",3) | % | =SubTotal(G1:G10) | 1 | =PRODUCT(C11*E11,F11) | =G11
I | T27.06.037 | Caroma Invisi II Smartflush | T27.06_PLU_Cisterns | No
B | CRM215031WH | Invisi II Cistern 4.5/3L Smartflush D/F White | 1 | no | =GetRate("PLU",$A1,2) | 1 | =PRODUCT(C1*E1,F1) | =G1
B |  | Discount | =GetValue("Discount PLU San Ftg",3) | % | =SubTotal(G1:G1) | 1 | =PRODUCT(C2*E2,F2) | =G2
B |  | Waste and Fixings | =GetValue("Waste 2.5%",3) | % | =SubTotal(G1:G2) | 1 | =PRODUCT(C3*E3,F3) | =G3
B | AQL-CVS10 | Euro Fill Valve 15mm Side Inlet | 1 | no | =GetRate("PLU",$A4,2) | 1 | =PRODUCT(C4*E4,F4) | =G4
B |  | Discount | =GetValue("Discount 15%",3) | % | =SubTotal(G4:G4) | 1 | =PRODUCT(C5*E5,F5) | =G5
B |  | Waste and Fixings | =GetValue("Waste 2.5%",3) | % | =SubTotal(G4:G5) | 1 | =PRODUCT(C6*E6,F6) | =G6
B | PZ300A | Plumbezy 300mm Flexi Hose Connector 15mm | 1 | no | =GetRate("PLU",$A7,2) | 1 | =PRODUCT(C7*E7,F7) | =G7
B |  | Discount | =GetValue("Discount 15%",3) | % | =SubTotal(G7:G7) | 1 | =PRODUCT(C8*E8,F8) | =G8
B |  | Waste and Fixings | =GetValue("Waste 2.5%",3) | % | =SubTotal(G7:G8) | 1 | =PRODUCT(C9*E9,F9) | =G9
B | Plumber | Plumber | 1 | hrs | =GetRate("LAB1",$A10,2) | 1 | =PRODUCT(C10*E10,F10) | =G10
B |  | Margin | =GetValue("Plumbers margin",3) | % | =SubTotal(G1:G10) | 1 | =PRODUCT(C11*E11,F11) | =G11
I | T27.06.041 | Fully concealed, Robertson Expert, full frame, front or top push buttons | T27.06_PLU_Cisterns | No
B | DXIWC80 | Expert Cabinet System Full Frame | 1 | no | =GetRate("PLU",$A1,2) | 1 | =PRODUCT(C1*E1,F1) | =G1
B |  | Discount | =GetValue("Discount PLU San Ftg",3) | % | =SubTotal(G1:G1) | 1 | =PRODUCT(C2*E2,F2) | =G2
B |  | Waste and Fixings | =GetValue("Waste 2.5%",3) | % | =SubTotal(G1:G2) | 1 | =PRODUCT(C3*E3,F3) | =G3
B | DXFPCFWH | 40mm Dux CF Flush Pipe White | 1 | no | =GetRate("PLU",$A4,2) | 1 | =PRODUCT(C4*E4,F4) | =G4
B |  | Discount | =GetValue("Discount 15%",3) | % | =SubTotal(G4:G4) | 1 | =PRODUCT(C5*E5,F5) | =G5
B |  | Waste and Fixings | =GetValue("Waste 2.5%",3) | % | =SubTotal(G4:G5) | 1 | =PRODUCT(C6*E6,F6) | =G6
B | DXFPN40 | 40mm Plastic Flush Pipe Nut | 1 | no | =GetRate("PLU",$A7,2) | 1 | =PRODUCT(C7*E7,F7) | =G7
B |  | Discount | =GetValue("Discount 15%",3) | % | =SubTotal(G7:G7) | 1 | =PRODUCT(C8*E8,F8) | =G8
B |  | Waste and Fixings | =GetValue("Waste 2.5%",3) | % | =SubTotal(G7:G8) | 1 | =PRODUCT(C9*E9,F9) | =G9
B | AQL-CVS10 | Euro Fill Valve 15mm Side Inlet | 1 | no | =GetRate("PLU",$A10,2) | 1 | =PRODUCT(C10*E10,F10) | =G10
B |  | Discount | =GetValue("Discount 15%",3) | % | =SubTotal(G10:G10) | 1 | =PRODUCT(C11*E11,F11) | =G11
B |  | Waste and Fixings | =GetValue("Waste 2.5%",3) | % | =SubTotal(G10:G11) | 1 | =PRODUCT(C12*E12,F12) | =G12
B | PZ300A | Plumbezy 300mm Flexi Hose Connector 15mm | 1 | no | =GetRate("PLU",$A13,2) | 1 | =PRODUCT(C13*E13,F13) | =G13
B |  | Discount | =GetValue("Discount 15%",3) | % | =SubTotal(G13:G13) | 1 | =PRODUCT(C14*E14,F14) | =G14
B |  | Waste and Fixings | =GetValue("Waste 2.5%",3) | % | =SubTotal(G13:G14) | 1 | =PRODUCT(C15*E15,F15) | =G15
B | Plumber | Plumber | 1 | hrs | =GetRate("LAB1",$A16,2) | 1 | =PRODUCT(C16*E16,F16) | =G16
B |  | Margin | =GetValue("Plumbers margin",3) | % | =SubTotal(G1:G16) | 1 | =PRODUCT(C17*E17,F17) | =G17
I | T27.06.045 | <b>Vitreous China,</b> concealed flush pipe | T27.06_PLU_Cisterns
I | T27.06.049 | Caroma Sovereign 2000 Smartflush | T27.06_PLU_Cisterns | No
B | CRMSOV2WH | Sovereign 2000 6/3L VC Cistern White | 1 | no | =GetRate("PLU",$A1,2) | 1 | =PRODUCT(C1*E1,F1) | =G1
B |  | Discount | =GetValue("Discount PLU San Ftg",3) | % | =SubTotal(G1:G1) | 1 | =PRODUCT(C2*E2,F2) | =G2
B |  | Waste and Fixings | =GetValue("Waste 2.5%",3) | % | =SubTotal(G1:G2) | 1 | =PRODUCT(C3*E3,F3) | =G3
B | AQL-CVS10 | Euro Fill Valve 15mm Side Inlet | 1 | no | =GetRate("PLU",$A4,2) | 1 | =PRODUCT(C4*E4,F4) | =G4
B |  | Discount | =GetValue("Discount 15%",3) | % | =SubTotal(G4:G4) | 1 | =PRODUCT(C5*E5,F5) | =G5
B |  | Waste and Fixings | =GetValue("Waste 2.5%",3) | % | =SubTotal(G4:G5) | 1 | =PRODUCT(C6*E6,F6) | =G6
B | PZ300A | Plumbezy 300mm Flexi Hose Connector 15mm | 1 | no | =GetRate("PLU",$A7,2) | 1 | =PRODUCT(C7*E7,F7) | =G7
B |  | Discount | =GetValue("Discount 15%",3) | % | =SubTotal(G7:G7) | 1 | =PRODUCT(C8*E8,F8) | =G8
B |  | Waste and Fixings | =GetValue("Waste 2.5%",3) | % | =SubTotal(G7:G8) | 1 | =PRODUCT(C9*E9,F9) | =G9
B | Plumber | Plumber | 1 | hrs | =GetRate("LAB1",$A10,2) | 1 | =PRODUCT(C10*E10,F10) | =G10
B |  | Margin | =GetValue("Plumbers margin",3) | % | =SubTotal(G1:G10) | 1 | =PRODUCT(C11*E11,F11) | =G11
I | T27.06.053 | Caroma Stirling CC bottom inlet | T27.06_PLU_Cisterns | No
B | VBOPCISDWH | Stirling Cistern Only | 1 | no | =GetRate("PLU",$A1,2) | 1 | =PRODUCT(C1*E1,F1) | =G1
B |  | Discount | =GetValue("Discount PLU San Ftg",3) | % | =SubTotal(G1:G1) | 1 | =PRODUCT(C2*E2,F2) | =G2
B |  | Waste and Fixings | =GetValue("Waste 2.5%",3) | % | =SubTotal(G1:G2) | 1 | =PRODUCT(C3*E3,F3) | =G3
B | AQL-CVS10 | Euro Fill Valve 15mm Side Inlet | 1 | no | =GetRate("PLU",$A4,2) | 1 | =PRODUCT(C4*E4,F4) | =G4
B |  | Discount | =GetValue("Discount 15%",3) | % | =SubTotal(G4:G4) | 1 | =PRODUCT(C5*E5,F5) | =G5
B |  | Waste and Fixings | =GetValue("Waste 2.5%",3) | % | =SubTotal(G4:G5) | 1 | =PRODUCT(C6*E6,F6) | =G6
B | PZ300A | Plumbezy 300mm Flexi Hose Connector 15mm | 1 | no | =GetRate("PLU",$A7,2) | 1 | =PRODUCT(C7*E7,F7) | =G7
B |  | Discount | =GetValue("Discount 15%",3) | % | =SubTotal(G7:G7) | 1 | =PRODUCT(C8*E8,F8) | =G8
B |  | Waste and Fixings | =GetValue("Waste 2.5%",3) | % | =SubTotal(G7:G8) | 1 | =PRODUCT(C9*E9,F9) | =G9
B | Plumber | Plumber | 1 | hrs | =GetRate("LAB1",$A10,2) | 1 | =PRODUCT(C10*E10,F10) | =G10
B |  | Margin | =GetValue("Plumbers margin",3) | % | =SubTotal(G1:G10) | 1 | =PRODUCT(C11*E11,F11) | =G11
I | T27.06.057 | For WC flushing valves, | T27.06_PLU_Cisterns
I | T27.07.001 | WC Seats | T27.07_PLU_WC Seats
I | T27.07.005 | <b>WC seat</b> | T27.07_PLU_WC Seats
I | T27.07.009 | Dux Regent | T27.07_PLU_WC Seats | No
B | DXRGDFWH | Dux Regent D/F Seat White | 1 | no | =GetRate("PLU",$A1,2) | 1 | =PRODUCT(C1*E1,F1) | =G1
B |  | Discount | =GetValue("Discount PLU San Ftg",3) | % | =SubTotal(G1:G1) | 1 | =PRODUCT(C2*E2,F2) | =G2
B |  | Waste and Fixings | =GetValue("Waste 2.5%",3) | % | =SubTotal(G1:G2) | 1 | =PRODUCT(C3*E3,F3) | =G3
B | Plumber | Plumber | 0.5 | hrs | =GetRate("LAB1",$A4,2) | 1 | =PRODUCT(C4*E4,F4) | =G4
B |  | Margin | =GetValue("Plumbers margin",3) | % | =SubTotal(G1:G4) | 1 | =PRODUCT(C5*E5,F5) | =G5
I | T27.07.013 | Dux Royal | T27.07_PLU_WC Seats | No
B | DXRYDFWH | Dux Royal D/F Seat White | 1 | no | =GetRate("PLU",$A1,2) | 1 | =PRODUCT(C1*E1,F1) | =G1
B |  | Discount | =GetValue("Discount PLU San Ftg",3) | % | =SubTotal(G1:G1) | 1 | =PRODUCT(C2*E2,F2) | =G2
B |  | Waste and Fixings | =GetValue("Waste 2.5%",3) | % | =SubTotal(G1:G2) | 1 | =PRODUCT(C3*E3,F3) | =G3
B | Plumber | Plumber | 0.5 | hrs | =GetRate("LAB1",$A4,2) | 1 | =PRODUCT(C4*E4,F4) | =G4
B |  | Margin | =GetValue("Plumbers margin",3) | % | =SubTotal(G1:G4) | 1 | =PRODUCT(C5*E5,F5) | =G5
I | T27.07.017 | Caroma Junior | T27.07_PLU_WC Seats | No
B | CRMJUNWH | Caroma Junior Toilet Seat White | 1 | no | =GetRate("PLU",$A1,2) | 1 | =PRODUCT(C1*E1,F1) | =G1
B |  | Discount | =GetValue("Discount PLU San Ftg",3) | % | =SubTotal(G1:G1) | 1 | =PRODUCT(C2*E2,F2) | =G2
B |  | Waste and Fixings | =GetValue("Waste 2.5%",3) | % | =SubTotal(G1:G2) | 1 | =PRODUCT(C3*E3,F3) | =G3
B | Plumber | Plumber | 0.5 | hrs | =GetRate("LAB1",$A4,2) | 1 | =PRODUCT(C4*E4,F4) | =G4
B |  | Margin | =GetValue("Plumbers margin",3) | % | =SubTotal(G1:G4) | 1 | =PRODUCT(C5*E5,F5) | =G5
I | T27.07.021 | Caroma Standard | T27.07_PLU_WC Seats | No
B | CRMSTDWH | Caroma Standard Toilet Seat White | 1 | no | =GetRate("PLU",$A1,2) | 1 | =PRODUCT(C1*E1,F1) | =G1
B |  | Discount | =GetValue("Discount PLU San Ftg",3) | % | =SubTotal(G1:G1) | 1 | =PRODUCT(C2*E2,F2) | =G2
B |  | Waste and Fixings | =GetValue("Waste 2.5%",3) | % | =SubTotal(G1:G2) | 1 | =PRODUCT(C3*E3,F3) | =G3
B | Plumber | Plumber | 0.5 | hrs | =GetRate("LAB1",$A4,2) | 1 | =PRODUCT(C4*E4,F4) | =G4
B |  | Margin | =GetValue("Plumbers margin",3) | % | =SubTotal(G1:G4) | 1 | =PRODUCT(C5*E5,F5) | =G5
I | T27.07.025 | Caroma Deluxe | T27.07_PLU_WC Seats | No
B | PM_35BTH_193 | CAROMA TOILET SEAT DELUXE IVORY 301101I | 1 | no | =GetRate("SUP1",$A1,2) | 1 | =PRODUCT(C1*E1,F1) | =G1
B |  | Discount | =GetValue("Discount PLU San Ftg",3) | % | =SubTotal(G1:G1) | 1 | =PRODUCT(C2*E2,F2) | =G2
B |  | Waste and Fixings | =GetValue("Waste 2.5%",3) | % | =SubTotal(G1:G2) | 1 | =PRODUCT(C3*E3,F3) | =G3
B | Plumber | Plumber | 0.5 | hrs | =GetRate("LAB1",$A4,2) | 1 | =PRODUCT(C4*E4,F4) | =G4
B |  | Margin | =GetValue("Plumbers margin",3) | % | =SubTotal(G1:G4) | 1 | =PRODUCT(C5*E5,F5) | =G5
I | T27.07.029 | Caroma Colani, disabled | T27.07_PLU_WC Seats | No
B | CRMCOLWH | Colani Disabled Seat with Leda Hinges-Dble Flap | 1 | no | =GetRate("PLU",$A1,2) | 1 | =PRODUCT(C1*E1,F1) | =G1
B |  | Discount | =GetValue("Discount PLU San Ftg",3) | % | =SubTotal(G1:G1) | 1 | =PRODUCT(C2*E2,F2) | =G2
B |  | Waste and Fixings | =GetValue("Waste 2.5%",3) | % | =SubTotal(G1:G2) | 1 | =PRODUCT(C3*E3,F3) | =G3
B | Plumber | Plumber | 0.5 | hrs | =GetRate("LAB1",$A4,2) | 1 | =PRODUCT(C4*E4,F4) | =G4
B |  | Margin | =GetValue("Plumbers margin",3) | % | =SubTotal(G1:G4) | 1 | =PRODUCT(C5*E5,F5) | =G5
I | T27.07.033 | Villeroy & Boch Starck 3 soft close | T27.07_PLU_WC Seats | No
B | VBOPSFT34AWH | Starck 3 S/Close Seat Hinge Set | 1 | no | =GetRate("PLU",$A1,2) | 1 | =PRODUCT(C1*E1,F1) | =G1
B |  | Discount | =GetValue("Discount PLU San Ftg",3) | % | =SubTotal(G1:G1) | 1 | =PRODUCT(C2*E2,F2) | =G2
B |  | Waste and Fixings | =GetValue("Waste 2.5%",3) | % | =SubTotal(G1:G2) | 1 | =PRODUCT(C3*E3,F3) | =G3
B | Plumber | Plumber | 0.5 | hrs | =GetRate("LAB1",$A4,2) | 1 | =PRODUCT(C4*E4,F4) | =G4
B |  | Margin | =GetValue("Plumbers margin",3) | % | =SubTotal(G1:G4) | 1 | =PRODUCT(C5*E5,F5) | =G5
I | T27.07.037 | Villeroy & Boch Subway, soft close | T27.07_PLU_WC Seats | No
B | VB63A | Subway Softclose Toilet Seat White(Activeshield) | 1 | no | =GetRate("PLU",$A1,2) | 1 | =PRODUCT(C1*E1,F1) | =G1
B |  | Discount | =GetValue("Discount PLU San Ftg",3) | % | =SubTotal(G1:G1) | 1 | =PRODUCT(C2*E2,F2) | =G2
B |  | Waste and Fixings | =GetValue("Waste 2.5%",3) | % | =SubTotal(G1:G2) | 1 | =PRODUCT(C3*E3,F3) | =G3
B | Plumber | Plumber | 0.5 | hrs | =GetRate("LAB1",$A4,2) | 1 | =PRODUCT(C4*E4,F4) | =G4
B |  | Margin | =GetValue("Plumbers margin",3) | % | =SubTotal(G1:G4) | 1 | =PRODUCT(C5*E5,F5) | =G5
I | T27.07.041 | Caroma Vintage jarrah timber seat | T27.07_PLU_WC Seats | No
B | CRMVIN | Vintage Toilet Seat with Chrome Hinges Jarrah | 1 | no | =GetRate("PLU",$A1,2) | 1 | =PRODUCT(C1*E1,F1) | =G1
B |  | Discount | =GetValue("Discount PLU San Ftg",3) | % | =SubTotal(G1:G1) | 1 | =PRODUCT(C2*E2,F2) | =G2
B |  | Waste and Fixings | =GetValue("Waste 2.5%",3) | % | =SubTotal(G1:G2) | 1 | =PRODUCT(C3*E3,F3) | =G3
B | Plumber | Plumber | 0.5 | hrs | =GetRate("LAB1",$A4,2) | 1 | =PRODUCT(C4*E4,F4) | =G4
B |  | Margin | =GetValue("Plumbers margin",3) | % | =SubTotal(G1:G4) | 1 | =PRODUCT(C5*E5,F5) | =G5
I | T27.08.001 | Urinals: Flushing Step, Stainless Steel | T27.08_PLU_Urinal SS
I | T27.08.005 | <b>SS Urinal,</b> removable grate, easi-clean trap, sparge pipe | T27.08_PLU_Urinal SS
I | T27.08.009 | 2000mm long | T27.08_PLU_Urinal SS | No
B | CustomUrinal-1 | 2mtr Flushing Step Urinal | 1 | no | =GetRate("PLU",$A1,2) | 1 | =PRODUCT(C1*E1,F1) | =G1
B |  | Discount | =GetValue("Discount PLU San Ftg",3) | % | =SubTotal(G1:G1) | 1 | =PRODUCT(C2*E2,F2) | =G2
B |  | Waste and Fixings | =GetValue("Waste 5%",3) | % | =SubTotal(G1:G2) | 1 | =PRODUCT(C3*E3,F3) | =G3
B | spargepipe | sparge pipe | 1 | no | =GetRate("PLU",$A4,2) | 0.2 | =PRODUCT(C4*E4,F4) | =G4
B |  | Discount | =GetValue("Discount 12.5%",3) | % | =SubTotal(G4:G4) | 1 | =PRODUCT(C5*E5,F5) | =G5
B |  | Waste and Fixings | =GetValue("Waste 5%",3) | % | =SubTotal(G4:G5) | 1 | =PRODUCT(C6*E6,F6) | =G6
B | Plumber | Plumber | 5.5 | hrs | =GetRate("LAB1",$A7,2) | 1 | =PRODUCT(C7*E7,F7) | =G7
B |  | Margin | =GetValue("Plumbers margin",3) | % | =SubTotal(G1:G7) | 1 | =PRODUCT(C8*E8,F8) | =G8
I | T27.08.013 | 1800mm long | T27.08_PLU_Urinal SS | No
B | 1800urinal | non standard urinal 1800 flush step with back | 1 | no | =GetRate("PLU",$A1,2) | 1 | =PRODUCT(C1*E1,F1) | =G1
B |  | Discount | =GetValue("Discount PLU San Ftg",3) | % | =SubTotal(G1:G1) | 1 | =PRODUCT(C2*E2,F2) | =G2
B |  | Waste and Fixings | =GetValue("Waste 5%",3) | % | =SubTotal(G1:G2) | 1 | =PRODUCT(C3*E3,F3) | =G3
B | spargepipe | sparge pipe | 1 | no | =GetRate("PLU",$A4,2) | 0.2 | =PRODUCT(C4*E4,F4) | =G4
B |  | Discount | =GetValue("Discount 12.5%",3) | % | =SubTotal(G4:G4) | 1 | =PRODUCT(C5*E5,F5) | =G5
B |  | Waste and Fixings | =GetValue("Waste 5%",3) | % | =SubTotal(G4:G5) | 1 | =PRODUCT(C6*E6,F6) | =G6
B | Plumber | Plumber | 5.5 | hrs | =GetRate("LAB1",$A7,2) | 1 | =PRODUCT(C7*E7,F7) | =G7
B |  | Margin | =GetValue("Plumbers margin",3) | % | =SubTotal(G1:G7) | 1 | =PRODUCT(C8*E8,F8) | =G8
I | T27.08.017 | 1300mm long | T27.08_PLU_Urinal SS | No
B | 1300StepUrinal | 1300 Flushing Step Urinal | 1 | no | =GetRate("PLU",$A1,2) | 1 | =PRODUCT(C1*E1,F1) | =G1
B |  | Discount | =GetValue("Discount PLU San Ftg",3) | % | =SubTotal(G1:G1) | 1 | =PRODUCT(C2*E2,F2) | =G2
B |  | Waste and Fixings | =GetValue("Waste 5%",3) | % | =SubTotal(G1:G2) | 1 | =PRODUCT(C3*E3,F3) | =G3
B | spargepipe | sparge pipe | 1 | no | =GetRate("PLU",$A4,2) | 0.2 | =PRODUCT(C4*E4,F4) | =G4
B |  | Discount | =GetValue("Discount 12.5%",3) | % | =SubTotal(G4:G4) | 1 | =PRODUCT(C5*E5,F5) | =G5
B |  | Waste and Fixings | =GetValue("Waste 5%",3) | % | =SubTotal(G4:G5) | 1 | =PRODUCT(C6*E6,F6) | =G6
B | Plumber | Plumber | 5.5 | hrs | =GetRate("LAB1",$A7,2) | 1 | =PRODUCT(C7*E7,F7) | =G7
B |  | Margin | =GetValue("Plumbers margin",3) | % | =SubTotal(G1:G7) | 1 | =PRODUCT(C8*E8,F8) | =G8
I | T27.09.001 | Urinals: Stall | T27.09_PLU_Urinal Stall
I | T27.09.005 | <b>Single Stall Urinal,</b> wall mounted, with concealed support bracket and sparge pipe | T27.09_PLU_Urinal Stall
I | T27.09.009 | Caroma Leda | T27.09_PLU_Urinal Stall | No
B | CRMLEDU-PWH | Leda P-Trap W/H Urinal c/w Ftgs White | 1 | no | =GetRate("PLU",$A1,2) | 1 | =PRODUCT(C1*E1,F1) | =G1
B |  | Discount | =GetValue("Discount PLU San Ftg",3) | % | =SubTotal(G1:G1) | 1 | =PRODUCT(C2*E2,F2) | =G2
B |  | Waste and Fixings | =GetValue("Waste 2.5%",3) | % | =SubTotal(G1:G2) | 1 | =PRODUCT(C3*E3,F3) | =G3
B | 6009094033 | Fuller 770 Sanitary Trns 300gm | 1 | cq | =GetRate("PLU",$A4,2) | 0.2 | =PRODUCT(C4*E4,F4) | =G4
B |  | Discount | =GetValue("Discount 15%",3) | % | =SubTotal(G4:G4) | 1 | =PRODUCT(C5*E5,F5) | =G5
B |  | Waste and Fixings | =GetValue("Waste 5%",3) | % | =SubTotal(G4:G5) | 1 | =PRODUCT(C6*E6,F6) | =G6
B | Plumber | Plumber | 3.25 | hrs | =GetRate("LAB1",$A7,2) | 1 | =PRODUCT(C7*E7,F7) | =G7
B |  | Margin | =GetValue("Plumbers margin",3) | % | =SubTotal(G1:G7) | 1 | =PRODUCT(C8*E8,F8) | =G8
I | T27.09.013 | Caroma Torres | T27.09_PLU_Urinal Stall | No
B | V621BWH | Caroma Back Inlet Torres Urinal White | 1 | no | =GetRate("PLU",$A1,2) | 1 | =PRODUCT(C1*E1,F1) | =G1
B |  | Discount | =GetValue("Discount PLU San Ftg",3) | % | =SubTotal(G1:G1) | 1 | =PRODUCT(C2*E2,F2) | =G2
B |  | Waste and Fixings | =GetValue("Waste 2.5%",3) | % | =SubTotal(G1:G2) | 1 | =PRODUCT(C3*E3,F3) | =G3
B | V621TCK | Caroma Torres Connection Kit Top Inlet | 1 | no | =GetRate("PLU",$A4,2) | 1 | =PRODUCT(C4*E4,F4) | =G4
B |  | Discount | =GetValue("Discount 15%",3) | % | =SubTotal(G4:G4) | 1 | =PRODUCT(C5*E5,F5) | =G5
B |  | Waste and Fixings | =GetValue("Waste 2.5%",3) | % | =SubTotal(G4:G5) | 1 | =PRODUCT(C6*E6,F6) | =G6
B | 6009094033 | Fuller 770 Sanitary Trns 300gm | 1 | cq | =GetRate("PLU",$A7,2) | 0.2 | =PRODUCT(C7*E7,F7) | =G7
B |  | Discount | =GetValue("Discount 15%",3) | % | =SubTotal(G7:G7) | 1 | =PRODUCT(C8*E8,F8) | =G8
B |  | Waste and Fixings | =GetValue("Waste 5%",3) | % | =SubTotal(G7:G8) | 1 | =PRODUCT(C9*E9,F9) | =G9
B | Plumber | Plumber | 3.25 | hrs | =GetRate("LAB1",$A10,2) | 1 | =PRODUCT(C10*E10,F10) | =G10
B |  | Margin | =GetValue("Plumbers margin",3) | % | =SubTotal(G1:G10) | 1 | =PRODUCT(C11*E11,F11) | =G11
I | T27.09.017 | Caroma Integra | T27.09_PLU_Urinal Stall | No
B | CRM665102WH | Integra Back Inlet W/Hung Urinal White | 1 | no | =GetRate("PLU",$A1,2) | 1 | =PRODUCT(C1*E1,F1) | =G1
B |  | Discount | =GetValue("Discount PLU San Ftg",3) | % | =SubTotal(G1:G1) | 1 | =PRODUCT(C2*E2,F2) | =G2
B |  | Waste and Fixings | =GetValue("Waste 2.5%",3) | % | =SubTotal(G1:G2) | 1 | =PRODUCT(C3*E3,F3) | =G3
B | CRMD775 | D775 Concealed Fixing Bracket-Integra Only | 1 | no | =GetRate("PLU",$A4,2) | 1 | =PRODUCT(C4*E4,F4) | =G4
B |  | Discount | =GetValue("Discount 15%",3) | % | =SubTotal(G4:G4) | 1 | =PRODUCT(C5*E5,F5) | =G5
B |  | Waste and Fixings | =GetValue("Waste 2.5%",3) | % | =SubTotal(G4:G5) | 1 | =PRODUCT(C6*E6,F6) | =G6
B | 6009094033 | Fuller 770 Sanitary Trns 300gm | 1 | cq | =GetRate("PLU",$A7,2) | 0.2 | =PRODUCT(C7*E7,F7) | =G7
B |  | Discount | =GetValue("Discount 15%",3) | % | =SubTotal(G7:G7) | 1 | =PRODUCT(C8*E8,F8) | =G8
B |  | Waste and Fixings | =GetValue("Waste 5%",3) | % | =SubTotal(G7:G8) | 1 | =PRODUCT(C9*E9,F9) | =G9
B | Plumber | Plumber | 3.25 | hrs | =GetRate("LAB1",$A10,2) | 1 | =PRODUCT(C10*E10,F10) | =G10
B |  | Margin | =GetValue("Plumbers margin",3) | % | =SubTotal(G1:G10) | 1 | =PRODUCT(C11*E11,F11) | =G11
I | T27.09.018 | Duravit Ben | T27.09_PLU_Urinal Stall | No
B | MTX-84737 | Ben Urinal (Concealed Inlet) | 1 | no | =GetRate("PLU",$A1,2) | 1 | =PRODUCT(C1*E1,F1) | =G1
B |  | Discount | =GetValue("Discount PLU San Ftg",3) | % | =SubTotal(G1:G1) | 1 | =PRODUCT(C2*E2,F2) | =G2
B |  | Waste and Fixings | =GetValue("Waste 2.5%",3) | % | =SubTotal(G1:G2) | 1 | =PRODUCT(C3*E3,F3) | =G3
B | 6009094033 | Fuller 770 Sanitary Trns 300gm | 1 | cq | =GetRate("PLU",$A4,2) | 0.2 | =PRODUCT(C4*E4,F4) | =G4
B |  | Discount | =GetValue("Discount 15%",3) | % | =SubTotal(G4:G4) | 1 | =PRODUCT(C5*E5,F5) | =G5
B |  | Waste and Fixings | =GetValue("Waste 5%",3) | % | =SubTotal(G4:G5) | 1 | =PRODUCT(C6*E6,F6) | =G6
B | Plumber | Plumber | 3.25 | hrs | =GetRate("LAB1",$A7,2) | 1 | =PRODUCT(C7*E7,F7) | =G7
B |  | Margin | =GetValue("Plumbers margin",3) | % | =SubTotal(G1:G7) | 1 | =PRODUCT(C8*E8,F8) | =G8
I | T27.09.019 | Duravit Bill or Jim | T27.09_PLU_Urinal Stall | No
B | MTX-85035 | Jim Urinal (Visible Top Inlet) | 1 | no | =GetRate("PLU",$A1,2) | 1 | =PRODUCT(C1*E1,F1) | =G1
B |  | Discount | =GetValue("Discount PLU San Ftg",3) | % | =SubTotal(G1:G1) | 1 | =PRODUCT(C2*E2,F2) | =G2
B |  | Waste and Fixings | =GetValue("Waste 2.5%",3) | % | =SubTotal(G1:G2) | 1 | =PRODUCT(C3*E3,F3) | =G3
B | 6009094033 | Fuller 770 Sanitary Trns 300gm | 1 | cq | =GetRate("PLU",$A4,2) | 0.2 | =PRODUCT(C4*E4,F4) | =G4
B |  | Discount | =GetValue("Discount 15%",3) | % | =SubTotal(G4:G4) | 1 | =PRODUCT(C5*E5,F5) | =G5
B |  | Waste and Fixings | =GetValue("Waste 5%",3) | % | =SubTotal(G4:G5) | 1 | =PRODUCT(C6*E6,F6) | =G6
B | Plumber | Plumber | 3.25 | hrs | =GetRate("LAB1",$A7,2) | 1 | =PRODUCT(C7*E7,F7) | =G7
B |  | Margin | =GetValue("Plumbers margin",3) | % | =SubTotal(G1:G7) | 1 | =PRODUCT(C8*E8,F8) | =G8
I | T27.09.020 | Starck 3, complete with fly | T27.09_PLU_Urinal Stall | No
B | MTX-82135F | Starck 3 Urinal White c/w Fly | 1 | no | =GetRate("PLU",$A1,2) | 1 | =PRODUCT(C1*E1,F1) | =G1
B |  | Discount | =GetValue("Discount PLU San Ftg",3) | % | =SubTotal(G1:G1) | 1 | =PRODUCT(C2*E2,F2) | =G2
B |  | Waste and Fixings | =GetValue("Waste 2.5%",3) | % | =SubTotal(G1:G2) | 1 | =PRODUCT(C3*E3,F3) | =G3
B | 6009094033 | Fuller 770 Sanitary Trns 300gm | 1 | cq | =GetRate("PLU",$A4,2) | 0.2 | =PRODUCT(C4*E4,F4) | =G4
B |  | Discount | =GetValue("Discount 15%",3) | % | =SubTotal(G4:G4) | 1 | =PRODUCT(C5*E5,F5) | =G5
B |  | Waste and Fixings | =GetValue("Waste 5%",3) | % | =SubTotal(G4:G5) | 1 | =PRODUCT(C6*E6,F6) | =G6
B | Plumber | Plumber | 3.25 | hrs | =GetRate("LAB1",$A7,2) | 1 | =PRODUCT(C7*E7,F7) | =G7
B |  | Margin | =GetValue("Plumbers margin",3) | % | =SubTotal(G1:G7) | 1 | =PRODUCT(C8*E8,F8) | =G8
I | T27.09.025 | Burns and Ferrall Urinette | T27.09_PLU_Urinal Stall | No
B | UNET | #B&F Wall Hung Urinette | 1 | no | =GetRate("PLU",$A1,2) | 1 | =PRODUCT(C1*E1,F1) | =G1
B |  | Discount | =GetValue("Discount PLU San Ftg",3) | % | =SubTotal(G1:G1) | 1 | =PRODUCT(C2*E2,F2) | =G2
B |  | Waste and Fixings | =GetValue("Waste 2.5%",3) | % | =SubTotal(G1:G2) | 1 | =PRODUCT(C3*E3,F3) | =G3
B | 6009094033 | Fuller 770 Sanitary Trns 300gm | 1 | cq | =GetRate("PLU",$A4,2) | 0.2 | =PRODUCT(C4*E4,F4) | =G4
B |  | Discount | =GetValue("Discount 15%",3) | % | =SubTotal(G4:G4) | 1 | =PRODUCT(C5*E5,F5) | =G5
B |  | Waste and Fixings | =GetValue("Waste 5%",3) | % | =SubTotal(G4:G5) | 1 | =PRODUCT(C6*E6,F6) | =G6
B | Plumber | Plumber | 3.25 | hrs | =GetRate("LAB1",$A7,2) | 1 | =PRODUCT(C7*E7,F7) | =G7
B |  | Margin | =GetValue("Plumbers margin",3) | % | =SubTotal(G1:G7) | 1 | =PRODUCT(C8*E8,F8) | =G8
I | T27.09.029 | Starck 3 privacy partition | T27.09_PLU_Urinal Stall | No
B | MTX-85000 | Starck 3 Urinal Partition | 1 | no | =GetRate("PLU",$A1,2) | 1 | =PRODUCT(C1*E1,F1) | =G1
B |  | Discount | =GetValue("Discount PLU San Ftg",3) | % | =SubTotal(G1:G1) | 1 | =PRODUCT(C2*E2,F2) | =G2
B |  | Waste and Fixings | =GetValue("Waste 2.5%",3) | % | =SubTotal(G1:G2) | 1 | =PRODUCT(C3*E3,F3) | =G3
B | Plumber | Plumber | 0.5 | hrs | =GetRate("LAB1",$A4,2) | 1 | =PRODUCT(C4*E4,F4) | =G4
B |  | Margin | =GetValue("Plumbers margin",3) | % | =SubTotal(G1:G4) | 1 | =PRODUCT(C5*E5,F5) | =G5
I | T27.09.033 | <b>Electronic Urinal,</b> includes flush pipe and control equipment | T27.09_PLU_Urinal Stall
I | T27.09.037 | Caroma Cube 0.8L Smartflush Electronic | T27.09_PLU_Urinal Stall | No
B | 687663W | Cube 0.8L urinal electric fit | 1 | no | =GetRate("PLU",$A1,2) | 1 | =PRODUCT(C1*E1,F1) | =G1
B | 678655W | Cube 0.8L Urinal P-Trap c/w Fittings | 1 | no | =GetRate("PLU",$A2,2) | 1 | =PRODUCT(C2*E2,F2) | =G2
B | 687282 | Cube Urinal Solenoid Valve | 1 | no | =GetRate("PLU",$A3,2) | 1 | =PRODUCT(C3*E3,F3) | =G3
B | 686071W | cube 0.8 urinal grate | 1 | no | =GetRate("PLU",$A4,2) | 1 | =PRODUCT(C4*E4,F4) | =G4
B |  | Discount | =GetValue("Discount PLU San Ftg",3) | % | =SubTotal(G1:G4) | 1 | =PRODUCT(C5*E5,F5) | =G5
B |  | Waste and Fixings | =GetValue("Waste 2.5%",3) | % | =SubTotal(G1:G5) | 1 | =PRODUCT(C6*E6,F6) | =G6
B | CT20LG | 20mm 5m 0.90LG Copper Tube | 2 | m | =GetRate("PLU",$A7,2) | 1 | =PRODUCT(C7*E7,F7) | =G7
B |  | Discount | =GetValue("Discount 15%",3) | % | =SubTotal(G7:G7) | 1 | =PRODUCT(C8*E8,F8) | =G8
B |  | Waste and Fixings | =GetValue("Waste 2.5%",3) | % | =SubTotal(G7:G8) | 1 | =PRODUCT(C9*E9,F9) | =G9
B | 6009094033 | Fuller 770 Sanitary Trns 300gm | 1 | cq | =GetRate("PLU",$A10,2) | 0.2 | =PRODUCT(C10*E10,F10) | =G10
B |  | Discount | =GetValue("Discount 15%",3) | % | =SubTotal(G10:G10) | 1 | =PRODUCT(C11*E11,F11) | =G11
B |  | Waste and Fixings | =GetValue("Waste 5%",3) | % | =SubTotal(G10:G11) | 1 | =PRODUCT(C12*E12,F12) | =G12
B | Plumber | Plumber | 3.25 | hrs | =GetRate("LAB1",$A13,2) | 1 | =PRODUCT(C13*E13,F13) | =G13
B | Electrician | Electrician | 1 | hour | =GetRate("LAB1",$A14,2) | 1 | =PRODUCT(C14*E14,F14) | =G14
B |  | Margin | =GetValue("Plumbers margin",3) | % | =SubTotal(G1:G14) | 1 | =PRODUCT(C15*E15,F15) | =G15
I | T27.09.041 | Caroma Leda Electronic | T27.09_PLU_Urinal Stall | No
B | CRM678230WH | Leda Electronic Urinal c/w Ftgs P-Trap White | 1 | no | =GetRate("PLU",$A1,2) | 1 | =PRODUCT(C1*E1,F1) | =G1
B |  | Discount | =GetValue("Discount PLU San Ftg",3) | % | =SubTotal(G1:G1) | 1 | =PRODUCT(C2*E2,F2) | =G2
B |  | Waste and Fixings | =GetValue("Waste 2.5%",3) | % | =SubTotal(G1:G2) | 1 | =PRODUCT(C3*E3,F3) | =G3
B | CT20LG | 20mm 5m 0.90LG Copper Tube | 2 | m | =GetRate("PLU",$A4,2) | 1 | =PRODUCT(C4*E4,F4) | =G4
B |  | Discount | =GetValue("Discount 15%",3) | % | =SubTotal(G4:G4) | 1 | =PRODUCT(C5*E5,F5) | =G5
B |  | Waste and Fixings | =GetValue("Waste 2.5%",3) | % | =SubTotal(G4:G5) | 1 | =PRODUCT(C6*E6,F6) | =G6
B | 6009094033 | Fuller 770 Sanitary Trns 300gm | 1 | cq | =GetRate("PLU",$A7,2) | 0.2 | =PRODUCT(C7*E7,F7) | =G7
B |  | Discount | =GetValue("Discount 15%",3) | % | =SubTotal(G7:G7) | 1 | =PRODUCT(C8*E8,F8) | =G8
B |  | Waste and Fixings | =GetValue("Waste 5%",3) | % | =SubTotal(G7:G8) | 1 | =PRODUCT(C9*E9,F9) | =G9
B | Plumber | Plumber | 3.25 | hrs | =GetRate("LAB1",$A10,2) | 1 | =PRODUCT(C10*E10,F10) | =G10
B | Electrician | Electrician | 1 | hour | =GetRate("LAB1",$A11,2) | 1 | =PRODUCT(C11*E11,F11) | =G11
B |  | Margin | =GetValue("Plumbers margin",3) | % | =SubTotal(G1:G11) | 1 | =PRODUCT(C12*E12,F12) | =G12
B |  | Includes copper flush pipe
I | T27.09.042 | Duravit Utronic | T27.09_PLU_Urinal Stall | No
B | MTX-83035 | Utronic Urinal(Concealed Inlet)c/w Electronic Vlve | 1 | no | =GetRate("PLU",$A1,2) | 1 | =PRODUCT(C1*E1,F1) | =G1
B |  | Discount | =GetValue("Discount PLU San Ftg",3) | % | =SubTotal(G1:G1) | 1 | =PRODUCT(C2*E2,F2) | =G2
B |  | Waste and Fixings | =GetValue("Waste 2.5%",3) | % | =SubTotal(G1:G2) | 1 | =PRODUCT(C3*E3,F3) | =G3
B | CT20LG | 20mm 5m 0.90LG Copper Tube | 2 | m | =GetRate("PLU",$A4,2) | 1 | =PRODUCT(C4*E4,F4) | =G4
B |  | Discount | =GetValue("Discount 15%",3) | % | =SubTotal(G4:G4) | 1 | =PRODUCT(C5*E5,F5) | =G5
B |  | Waste and Fixings | =GetValue("Waste 2.5%",3) | % | =SubTotal(G4:G5) | 1 | =PRODUCT(C6*E6,F6) | =G6
B | 6009094033 | Fuller 770 Sanitary Trns 300gm | 1 | cq | =GetRate("PLU",$A7,2) | 0.2 | =PRODUCT(C7*E7,F7) | =G7
B |  | Discount | =GetValue("Discount 15%",3) | % | =SubTotal(G7:G7) | 1 | =PRODUCT(C8*E8,F8) | =G8
B |  | Waste and Fixings | =GetValue("Waste 5%",3) | % | =SubTotal(G7:G8) | 1 | =PRODUCT(C9*E9,F9) | =G9
B | Plumber | Plumber | 3.25 | hrs | =GetRate("LAB1",$A10,2) | 1 | =PRODUCT(C10*E10,F10) | =G10
B | Electrician | Electrician | 1 | hour | =GetRate("LAB1",$A11,2) | 1 | =PRODUCT(C11*E11,F11) | =G11
B |  | Margin | =GetValue("Plumbers margin",3) | % | =SubTotal(G1:G11) | 1 | =PRODUCT(C12*E12,F12) | =G12
I | T27.09.045 | <b>Waterless Urinal,</b> VC, chemical trap | T27.09_PLU_Urinal Stall
I | T27.09.049 | Caroma H2Zero Cube | T27.09_PLU_Urinal Stall | No
B | CRM678610WH | H2Zero Cube Urinal-P Trap White | 1 | no | =GetRate("PLU",$A1,2) | 1 | =PRODUCT(C1*E1,F1) | =G1
B |  | Discount | =GetValue("Discount PLU San Ftg",3) | % | =SubTotal(G1:G1) | 1 | =PRODUCT(C2*E2,F2) | =G2
B |  | Waste and Fixings | =GetValue("Waste 2.5%",3) | % | =SubTotal(G1:G2) | 1 | =PRODUCT(C3*E3,F3) | =G3
B | 6009094033 | Fuller 770 Sanitary Trns 300gm | 1 | cq | =GetRate("PLU",$A4,2) | 0.2 | =PRODUCT(C4*E4,F4) | =G4
B |  | Discount | =GetValue("Discount 15%",3) | % | =SubTotal(G4:G4) | 1 | =PRODUCT(C5*E5,F5) | =G5
B |  | Waste and Fixings | =GetValue("Waste 5%",3) | % | =SubTotal(G4:G5) | 1 | =PRODUCT(C6*E6,F6) | =G6
B | Plumber | Plumber | 3.25 | hrs | =GetRate("LAB1",$A7,2) | 1 | =PRODUCT(C7*E7,F7) | =G7
B |  | Margin | =GetValue("Plumbers margin",3) | % | =SubTotal(G1:G7) | 1 | =PRODUCT(C8*E8,F8) | =G8
I | T27.09.061 | Dux SealTrap chemical cartridge | T27.09_PLU_Urinal Stall | No
B | DXWUVCCW | Long Cartridge - Vitreous China | 1 | no | =GetRate("PLU",$A1,2) | 1 | =PRODUCT(C1*E1,F1) | =G1
B |  | Discount | =GetValue("Discount PLU San Ftg",3) | % | =SubTotal(G1:G1) | 1 | =PRODUCT(C2*E2,F2) | =G2
B |  | Waste and Fixings | =GetValue("Waste 2.5%",3) | % | =SubTotal(G1:G2) | 1 | =PRODUCT(C3*E3,F3) | =G3
B | Plumber | Plumber | 0.05 | hrs | =GetRate("LAB1",$A4,2) | 1 | =PRODUCT(C4*E4,F4) | =G4
B |  | Margin | =GetValue("Plumbers margin",3) | % | =SubTotal(G1:G4) | 1 | =PRODUCT(C5*E5,F5) | =G5
I | T27.10.001 | Urinal Cisterns | T27.10_PLU_Urinal Cistern
I | T27.10.005 | <b>Cistern, SS,</b> automatic, high level, and fixings, with lid | T27.10_PLU_Urinal Cistern
I | T27.10.009 | 5 litre | T27.10_PLU_Urinal Cistern | No
B | UC5A | #B&F 5LCV 5litre Automatic Cistern c/w valve | 1 | no | =GetRate("PLU",$A1,2) | 1 | =PRODUCT(C1*E1,F1) | =G1
B |  | Discount | =GetValue("Discount PLU San Ftg",3) | % | =SubTotal(G1:G1) | 1 | =PRODUCT(C2*E2,F2) | =G2
B |  | Waste and Fixings | =GetValue("Waste 2.5%",3) | % | =SubTotal(G1:G2) | 1 | =PRODUCT(C3*E3,F3) | =G3
B | 6009094033 | Fuller 770 Sanitary Trns 300gm | 1 | cq | =GetRate("PLU",$A4,2) | 0.2 | =PRODUCT(C4*E4,F4) | =G4
B |  | Discount | =GetValue("Discount 15%",3) | % | =SubTotal(G4:G4) | 1 | =PRODUCT(C5*E5,F5) | =G5
B |  | Waste and Fixings | =GetValue("Waste 5%",3) | % | =SubTotal(G4:G5) | 1 | =PRODUCT(C6*E6,F6) | =G6
B | Plumber | Plumber | 1 | hrs | =GetRate("LAB1",$A7,2) | 1 | =PRODUCT(C7*E7,F7) | =G7
B |  | Margin | =GetValue("Plumbers margin",3) | % | =SubTotal(G1:G7) | 1 | =PRODUCT(C8*E8,F8) | =G8
I | T27.10.013 | 9 litre | T27.10_PLU_Urinal Cistern | No
B | UC9A | B&F 9LCV 9litre Automatic Cistern c/w valve | 1 | no | =GetRate("PLU",$A1,2) | 1 | =PRODUCT(C1*E1,F1) | =G1
B |  | Discount | =GetValue("Discount PLU San Ftg",3) | % | =SubTotal(G1:G1) | 1 | =PRODUCT(C2*E2,F2) | =G2
B |  | Waste and Fixings | =GetValue("Waste 2.5%",3) | % | =SubTotal(G1:G2) | 1 | =PRODUCT(C3*E3,F3) | =G3
B | 6009094033 | Fuller 770 Sanitary Trns 300gm | 1 | cq | =GetRate("PLU",$A4,2) | 0.2 | =PRODUCT(C4*E4,F4) | =G4
B |  | Discount | =GetValue("Discount 15%",3) | % | =SubTotal(G4:G4) | 1 | =PRODUCT(C5*E5,F5) | =G5
B |  | Waste and Fixings | =GetValue("Waste 5%",3) | % | =SubTotal(G4:G5) | 1 | =PRODUCT(C6*E6,F6) | =G6
B | Plumber | Plumber | 1 | hrs | =GetRate("LAB1",$A7,2) | 1 | =PRODUCT(C7*E7,F7) | =G7
B |  | Margin | =GetValue("Plumbers margin",3) | % | =SubTotal(G1:G7) | 1 | =PRODUCT(C8*E8,F8) | =G8
I | T27.10.017 | 14 litre | T27.10_PLU_Urinal Cistern | No
B | UC14A | #B&F 14LCV 14litre Auto Cistern S/S | 1 | no | =GetRate("PLU",$A1,2) | 1 | =PRODUCT(C1*E1,F1) | =G1
B |  | Discount | =GetValue("Discount PLU San Ftg",3) | % | =SubTotal(G1:G1) | 1 | =PRODUCT(C2*E2,F2) | =G2
B |  | Waste and Fixings | =GetValue("Waste 2.5%",3) | % | =SubTotal(G1:G2) | 1 | =PRODUCT(C3*E3,F3) | =G3
B | 6009094033 | Fuller 770 Sanitary Trns 300gm | 1 | cq | =GetRate("PLU",$A4,2) | 0.2 | =PRODUCT(C4*E4,F4) | =G4
B |  | Discount | =GetValue("Discount 15%",3) | % | =SubTotal(G4:G4) | 1 | =PRODUCT(C5*E5,F5) | =G5
B |  | Waste and Fixings | =GetValue("Waste 5%",3) | % | =SubTotal(G4:G5) | 1 | =PRODUCT(C6*E6,F6) | =G6
B | Plumber | Plumber | 1 | hrs | =GetRate("LAB1",$A7,2) | 1 | =PRODUCT(C7*E7,F7) | =G7
B |  | Margin | =GetValue("Plumbers margin",3) | % | =SubTotal(G1:G7) | 1 | =PRODUCT(C8*E8,F8) | =G8
I | T27.10.018 | <b>Cistern, SS,</b> pull chain type, with float valve | T27.10_PLU_Urinal Cistern
I | T27.10.019 | 9 litre | T27.10_PLU_Urinal Cistern | No
B | UC9P | #B&F 9LPC 9litre Pull Chain Cistern | 1 | no | =GetRate("PLU",$A1,2) | 1 | =PRODUCT(C1*E1,F1) | =G1
B |  | Discount | =GetValue("Discount PLU San Ftg",3) | % | =SubTotal(G1:G1) | 1 | =PRODUCT(C2*E2,F2) | =G2
B |  | Waste and Fixings | =GetValue("Waste 2.5%",3) | % | =SubTotal(G1:G2) | 1 | =PRODUCT(C3*E3,F3) | =G3
B | 6009094033 | Fuller 770 Sanitary Trns 300gm | 1 | cq | =GetRate("PLU",$A4,2) | 0.2 | =PRODUCT(C4*E4,F4) | =G4
B |  | Discount | =GetValue("Discount 15%",3) | % | =SubTotal(G4:G4) | 1 | =PRODUCT(C5*E5,F5) | =G5
B |  | Waste and Fixings | =GetValue("Waste 5%",3) | % | =SubTotal(G4:G5) | 1 | =PRODUCT(C6*E6,F6) | =G6
B | Plumber | Plumber | 1 | hrs | =GetRate("LAB1",$A7,2) | 1 | =PRODUCT(C7*E7,F7) | =G7
B |  | Margin | =GetValue("Plumbers margin",3) | % | =SubTotal(G1:G7) | 1 | =PRODUCT(C8*E8,F8) | =G8
I | T27.10.020 | 14 litre | T27.10_PLU_Urinal Cistern | No
B | UC14P | #B&F 14LPC 14litre Pull Chain Cistern | 1 | no | =GetRate("PLU",$A1,2) | 1 | =PRODUCT(C1*E1,F1) | =G1
B |  | Discount | =GetValue("Discount PLU San Ftg",3) | % | =SubTotal(G1:G1) | 1 | =PRODUCT(C2*E2,F2) | =G2
B |  | Waste and Fixings | =GetValue("Waste 2.5%",3) | % | =SubTotal(G1:G2) | 1 | =PRODUCT(C3*E3,F3) | =G3
B | 6009094033 | Fuller 770 Sanitary Trns 300gm | 1 | cq | =GetRate("PLU",$A4,2) | 0.2 | =PRODUCT(C4*E4,F4) | =G4
B |  | Discount | =GetValue("Discount 15%",3) | % | =SubTotal(G4:G4) | 1 | =PRODUCT(C5*E5,F5) | =G5
B |  | Waste and Fixings | =GetValue("Waste 5%",3) | % | =SubTotal(G4:G5) | 1 | =PRODUCT(C6*E6,F6) | =G6
B | Plumber | Plumber | 1 | hrs | =GetRate("LAB1",$A7,2) | 1 | =PRODUCT(C7*E7,F7) | =G7
B |  | Margin | =GetValue("Plumbers margin",3) | % | =SubTotal(G1:G7) | 1 | =PRODUCT(C8*E8,F8) | =G8
I | T27.10.021 | For urinal flushing valves, | T27.10_PLU_Urinal Cistern
I | T27.11.001 | Baths: Acrylic | T27.11_PLU_Bath Acrylic
I | T27.11.005 | <b>Bath, 1525mm to 1675mm long</b> | T27.11_PLU_Bath Acrylic
I | T27.11.009 | Clearlite Pacific, 740mm wide | T27.11_PLU_Bath Acrylic | No
B | CLTPA560WH | #Pacific 1655x740 Std Bath White | 1 | no | =GetRate("PLU",$A1,2) | 1 | =PRODUCT(C1*E1,F1) | =G1
B |  | Discount | =GetValue("Discount PLU San Ftg",3) | % | =SubTotal(G1:G1) | 1 | =PRODUCT(C2*E2,F2) | =G2
B |  | Waste and Fixings | =GetValue("Waste 2.5%",3) | % | =SubTotal(G1:G2) | 1 | =PRODUCT(C3*E3,F3) | =G3
B | 93X40CP | 40mm Brass Nut Bath Waste Chrome | 1 | no | =GetRate("PLU",$A4,2) | 1 | =PRODUCT(C4*E4,F4) | =G4
B |  | Discount | =GetValue("Discount 15%",3) | % | =SubTotal(G4:G4) | 1 | =PRODUCT(C5*E5,F5) | =G5
B |  | Waste and Fixings | =GetValue("Waste 5%",3) | % | =SubTotal(G4:G5) | 1 | =PRODUCT(C6*E6,F6) | =G6
B | 6009094033 | Fuller 770 Sanitary Trns 300gm | 1 | cq | =GetRate("PLU",$A7,2) | 0.5 | =PRODUCT(C7*E7,F7) | =G7
B |  | Discount | =GetValue("Discount 15%",3) | % | =SubTotal(G7:G7) | 1 | =PRODUCT(C8*E8,F8) | =G8
B |  | Waste and Fixings | =GetValue("Waste 5%",3) | % | =SubTotal(G7:G8) | 1 | =PRODUCT(C9*E9,F9) | =G9
B | Plumber | Plumber | 1.4 | hrs | =GetRate("LAB1",$A10,2) | 1 | =PRODUCT(C10*E10,F10) | =G10
B |  | Margin | =GetValue("Plumbers margin",3) | % | =SubTotal(G1:G10) | 1 | =PRODUCT(C11*E11,F11) | =G11
I | T27.11.010 | Clearlite Kahlo, 800mm wide | T27.11_PLU_Bath Acrylic | No
B | 5900014 | Kahlo Bath 1675 In Frame White | 1 | no | =GetRate("PLU",$A1,2) | 1 | =PRODUCT(C1*E1,F1) | =G1
B |  | Discount | =GetValue("Discount PLU San Ftg",3) | % | =SubTotal(G1:G1) | 1 | =PRODUCT(C2*E2,F2) | =G2
B |  | Waste and Fixings | =GetValue("Waste 2.5%",3) | % | =SubTotal(G1:G2) | 1 | =PRODUCT(C3*E3,F3) | =G3
B | 93X40CP | 40mm Brass Nut Bath Waste Chrome | 1 | no | =GetRate("PLU",$A4,2) | 1 | =PRODUCT(C4*E4,F4) | =G4
B |  | Discount | =GetValue("Discount 15%",3) | % | =SubTotal(G4:G4) | 1 | =PRODUCT(C5*E5,F5) | =G5
B |  | Waste and Fixings | =GetValue("Waste 5%",3) | % | =SubTotal(G4:G5) | 1 | =PRODUCT(C6*E6,F6) | =G6
B | 6009094033 | Fuller 770 Sanitary Trns 300gm | 1 | cq | =GetRate("PLU",$A7,2) | 0.5 | =PRODUCT(C7*E7,F7) | =G7
B |  | Discount | =GetValue("Discount 15%",3) | % | =SubTotal(G7:G7) | 1 | =PRODUCT(C8*E8,F8) | =G8
B |  | Waste and Fixings | =GetValue("Waste 5%",3) | % | =SubTotal(G7:G8) | 1 | =PRODUCT(C9*E9,F9) | =G9
B | Plumber | Plumber | 1.4 | hrs | =GetRate("LAB1",$A10,2) | 1 | =PRODUCT(C10*E10,F10) | =G10
B |  | Margin | =GetValue("Plumbers margin",3) | % | =SubTotal(G1:G10) | 1 | =PRODUCT(C11*E11,F11) | =G11
I | T27.11.013 | Clearlite Gaugin, 762mm wide | T27.11_PLU_Bath Acrylic | No
B | CLTGAWH | #Gauguin 1675x780 Std Bath White | 1 | no | =GetRate("PLU",$A1,2) | 1 | =PRODUCT(C1*E1,F1) | =G1
B |  | Discount | =GetValue("Discount PLU San Ftg",3) | % | =SubTotal(G1:G1) | 1 | =PRODUCT(C2*E2,F2) | =G2
B |  | Waste and Fixings | =GetValue("Waste 2.5%",3) | % | =SubTotal(G1:G2) | 1 | =PRODUCT(C3*E3,F3) | =G3
B | 93X40CP | 40mm Brass Nut Bath Waste Chrome | 1 | no | =GetRate("PLU",$A4,2) | 1 | =PRODUCT(C4*E4,F4) | =G4
B |  | Discount | =GetValue("Discount 15%",3) | % | =SubTotal(G4:G4) | 1 | =PRODUCT(C5*E5,F5) | =G5
B |  | Waste and Fixings | =GetValue("Waste 5%",3) | % | =SubTotal(G4:G5) | 1 | =PRODUCT(C6*E6,F6) | =G6
B | 6009094033 | Fuller 770 Sanitary Trns 300gm | 1 | cq | =GetRate("PLU",$A7,2) | 0.5 | =PRODUCT(C7*E7,F7) | =G7
B |  | Discount | =GetValue("Discount 15%",3) | % | =SubTotal(G7:G7) | 1 | =PRODUCT(C8*E8,F8) | =G8
B |  | Waste and Fixings | =GetValue("Waste 5%",3) | % | =SubTotal(G7:G8) | 1 | =PRODUCT(C9*E9,F9) | =G9
B | Plumber | Plumber | 1.4 | hrs | =GetRate("LAB1",$A10,2) | 1 | =PRODUCT(C10*E10,F10) | =G10
B |  | Margin | =GetValue("Plumbers margin",3) | % | =SubTotal(G1:G10) | 1 | =PRODUCT(C11*E11,F11) | =G11
I | T27.11.017 | Englefield Sorrento, 760mm wide | T27.11_PLU_Bath Acrylic | No
B | ENGSOR15FWH | Sorrento II Rectangular Bath 1520X760Mm W/O Frame | 1 | no | =GetRate("PLU",$A1,2) | 1 | =PRODUCT(C1*E1,F1) | =G1
B |  | Discount | =GetValue("Discount PLU San Ftg",3) | % | =SubTotal(G1:G1) | 1 | =PRODUCT(C2*E2,F2) | =G2
B |  | Waste and Fixings | =GetValue("Waste 2.5%",3) | % | =SubTotal(G1:G2) | 1 | =PRODUCT(C3*E3,F3) | =G3
B | 93X40CP | 40mm Brass Nut Bath Waste Chrome | 1 | no | =GetRate("PLU",$A4,2) | 1 | =PRODUCT(C4*E4,F4) | =G4
B |  | Discount | =GetValue("Discount 15%",3) | % | =SubTotal(G4:G4) | 1 | =PRODUCT(C5*E5,F5) | =G5
B |  | Waste and Fixings | =GetValue("Waste 5%",3) | % | =SubTotal(G4:G5) | 1 | =PRODUCT(C6*E6,F6) | =G6
B | 6009094033 | Fuller 770 Sanitary Trns 300gm | 1 | cq | =GetRate("PLU",$A7,2) | 0.5 | =PRODUCT(C7*E7,F7) | =G7
B |  | Discount | =GetValue("Discount 15%",3) | % | =SubTotal(G7:G7) | 1 | =PRODUCT(C8*E8,F8) | =G8
B |  | Waste and Fixings | =GetValue("Waste 5%",3) | % | =SubTotal(G7:G8) | 1 | =PRODUCT(C9*E9,F9) | =G9
B | Plumber | Plumber | 1.4 | hrs | =GetRate("LAB1",$A10,2) | 1 | =PRODUCT(C10*E10,F10) | =G10
B |  | Margin | =GetValue("Plumbers margin",3) | % | =SubTotal(G1:G10) | 1 | =PRODUCT(C11*E11,F11) | =G11
I | T27.11.021 | Englefield Duo, 760mm wide | T27.11_PLU_Bath Acrylic | No
B | ENGDUO15WH | Duo 1525mm Std Bath White (without frame) | 1 | no | =GetRate("PLU",$A1,2) | 1 | =PRODUCT(C1*E1,F1) | =G1
B |  | Discount | =GetValue("Discount PLU San Ftg",3) | % | =SubTotal(G1:G1) | 1 | =PRODUCT(C2*E2,F2) | =G2
B |  | Waste and Fixings | =GetValue("Waste 2.5%",3) | % | =SubTotal(G1:G2) | 1 | =PRODUCT(C3*E3,F3) | =G3
B | 93X40CP | 40mm Brass Nut Bath Waste Chrome | 1 | no | =GetRate("PLU",$A4,2) | 1 | =PRODUCT(C4*E4,F4) | =G4
B |  | Discount | =GetValue("Discount 15%",3) | % | =SubTotal(G4:G4) | 1 | =PRODUCT(C5*E5,F5) | =G5
B |  | Waste and Fixings | =GetValue("Waste 5%",3) | % | =SubTotal(G4:G5) | 1 | =PRODUCT(C6*E6,F6) | =G6
B | 6009094033 | Fuller 770 Sanitary Trns 300gm | 1 | cq | =GetRate("PLU",$A7,2) | 0.5 | =PRODUCT(C7*E7,F7) | =G7
B |  | Discount | =GetValue("Discount 15%",3) | % | =SubTotal(G7:G7) | 1 | =PRODUCT(C8*E8,F8) | =G8
B |  | Waste and Fixings | =GetValue("Waste 5%",3) | % | =SubTotal(G7:G8) | 1 | =PRODUCT(C9*E9,F9) | =G9
B | Plumber | Plumber | 1.4 | hrs | =GetRate("LAB1",$A10,2) | 1 | =PRODUCT(C10*E10,F10) | =G10
B |  | Margin | =GetValue("Plumbers margin",3) | % | =SubTotal(G1:G10) | 1 | =PRODUCT(C11*E11,F11) | =G11
I | T27.11.025 | Englefield Studio, 760mm wide | T27.11_PLU_Bath Acrylic | No
B | ENGSTU15WH | Studio Std Rect.Bath 1525 White(without frame) | 1 | no | =GetRate("PLU",$A1,2) | 1 | =PRODUCT(C1*E1,F1) | =G1
B |  | Discount | =GetValue("Discount PLU San Ftg",3) | % | =SubTotal(G1:G1) | 1 | =PRODUCT(C2*E2,F2) | =G2
B |  | Waste and Fixings | =GetValue("Waste 2.5%",3) | % | =SubTotal(G1:G2) | 1 | =PRODUCT(C3*E3,F3) | =G3
B | 93X40CP | 40mm Brass Nut Bath Waste Chrome | 1 | no | =GetRate("PLU",$A4,2) | 1 | =PRODUCT(C4*E4,F4) | =G4
B |  | Discount | =GetValue("Discount 15%",3) | % | =SubTotal(G4:G4) | 1 | =PRODUCT(C5*E5,F5) | =G5
B |  | Waste and Fixings | =GetValue("Waste 5%",3) | % | =SubTotal(G4:G5) | 1 | =PRODUCT(C6*E6,F6) | =G6
B | 6009094033 | Fuller 770 Sanitary Trns 300gm | 1 | cq | =GetRate("PLU",$A7,2) | 0.5 | =PRODUCT(C7*E7,F7) | =G7
B |  | Discount | =GetValue("Discount 15%",3) | % | =SubTotal(G7:G7) | 1 | =PRODUCT(C8*E8,F8) | =G8
B |  | Waste and Fixings | =GetValue("Waste 5%",3) | % | =SubTotal(G7:G8) | 1 | =PRODUCT(C9*E9,F9) | =G9
B | Plumber | Plumber | 1.4 | hrs | =GetRate("LAB1",$A10,2) | 1 | =PRODUCT(C10*E10,F10) | =G10
B |  | Margin | =GetValue("Plumbers margin",3) | % | =SubTotal(G1:G10) | 1 | =PRODUCT(C11*E11,F11) | =G11
I | T27.11.030 | <b>Freestanding Bath, 1670mm to 1800mm long</b> | T27.11_PLU_Bath Acrylic
I | T27.11.030a | Englefield Studio 1800 long, 865mm wide | T27.11_PLU_Bath Acrylic | No
B | 2590A-0 | Studio Freestanding Bath 0800x900mm | 1 | no | =GetRate("PLU",$A1,2) | 1 | =PRODUCT(C1*E1,F1) | =G1
B |  | Discount | =GetValue("Discount PLU San Ftg",3) | % | =SubTotal(G1:G1) | 1 | =PRODUCT(C2*E2,F2) | =G2
B |  | Waste and Fixings | =GetValue("Waste 2.5%",3) | % | =SubTotal(G1:G2) | 1 | =PRODUCT(C3*E3,F3) | =G3
B | 93X40CP | 40mm Brass Nut Bath Waste Chrome | 1 | no | =GetRate("PLU",$A4,2) | 1 | =PRODUCT(C4*E4,F4) | =G4
B |  | Discount | =GetValue("Discount 15%",3) | % | =SubTotal(G4:G4) | 1 | =PRODUCT(C5*E5,F5) | =G5
B |  | Waste and Fixings | =GetValue("Waste 5%",3) | % | =SubTotal(G4:G5) | 1 | =PRODUCT(C6*E6,F6) | =G6
B | 6009094033 | Fuller 770 Sanitary Trns 300gm | 1 | cq | =GetRate("PLU",$A7,2) | 0.5 | =PRODUCT(C7*E7,F7) | =G7
B |  | Discount | =GetValue("Discount 15%",3) | % | =SubTotal(G7:G7) | 1 | =PRODUCT(C8*E8,F8) | =G8
B |  | Waste and Fixings | =GetValue("Waste 5%",3) | % | =SubTotal(G7:G8) | 1 | =PRODUCT(C9*E9,F9) | =G9
B | Plumber | Plumber | 1.4 | hrs | =GetRate("LAB1",$A10,2) | 1 | =PRODUCT(C10*E10,F10) | =G10
B |  | Margin | =GetValue("Plumbers margin",3) | % | =SubTotal(G1:G10) | 1 | =PRODUCT(C11*E11,F11) | =G11
I | T27.11.030b | Athena Cassini 1690mm Free Standing Bath White | T27.11_PLU_Bath Acrylic | No
B | BFS05WH180-WH | Cassini 1690x800 Bath F/Standing | 1 | no | =GetRate("PLU",$A1,2) | 1 | =PRODUCT(C1*E1,F1) | =G1
B |  | Discount | =GetValue("Discount PLU San Ftg",3) | % | =SubTotal(G1:G1) | 1 | =PRODUCT(C2*E2,F2) | =G2
B |  | Waste and Fixings | =GetValue("Waste 2.5%",3) | % | =SubTotal(G1:G2) | 1 | =PRODUCT(C3*E3,F3) | =G3
B | 93X40CP | 40mm Brass Nut Bath Waste Chrome | 1 | no | =GetRate("PLU",$A4,2) | 1 | =PRODUCT(C4*E4,F4) | =G4
B |  | Discount | =GetValue("Discount 15%",3) | % | =SubTotal(G4:G4) | 1 | =PRODUCT(C5*E5,F5) | =G5
B |  | Waste and Fixings | =GetValue("Waste 5%",3) | % | =SubTotal(G4:G5) | 1 | =PRODUCT(C6*E6,F6) | =G6
B | 6009094033 | Fuller 770 Sanitary Trns 300gm | 1 | cq | =GetRate("PLU",$A7,2) | 0.5 | =PRODUCT(C7*E7,F7) | =G7
B |  | Discount | =GetValue("Discount 15%",3) | % | =SubTotal(G7:G7) | 1 | =PRODUCT(C8*E8,F8) | =G8
B |  | Waste and Fixings | =GetValue("Waste 5%",3) | % | =SubTotal(G7:G8) | 1 | =PRODUCT(C9*E9,F9) | =G9
B | Plumber | Plumber | 1.4 | hrs | =GetRate("LAB1",$A10,2) | 1 | =PRODUCT(C10*E10,F10) | =G10
B |  | Margin | =GetValue("Plumbers margin",3) | % | =SubTotal(G1:G10) | 1 | =PRODUCT(C11*E11,F11) | =G11
I | T27.11.037 | <b>Bath, 1800mm long</b> | T27.11_PLU_Bath Acrylic
I | T27.11.041 | Clearlite Kahlo, 800mm wide with upstand | T27.11_PLU_Bath Acrylic | No
B | CLTMOWH | Kahlo Bath 1800 with Upstand/s - Specify Positions | 1 | no | =GetRate("PLU",$A1,2) | 1 | =PRODUCT(C1*E1,F1) | =G1
B |  | Discount | =GetValue("Discount PLU San Ftg",3) | % | =SubTotal(G1:G1) | 1 | =PRODUCT(C2*E2,F2) | =G2
B |  | Waste and Fixings | =GetValue("Waste 2.5%",3) | % | =SubTotal(G1:G2) | 1 | =PRODUCT(C3*E3,F3) | =G3
B | 93X40CP | 40mm Brass Nut Bath Waste Chrome | 1 | no | =GetRate("PLU",$A4,2) | 1 | =PRODUCT(C4*E4,F4) | =G4
B |  | Discount | =GetValue("Discount 15%",3) | % | =SubTotal(G4:G4) | 1 | =PRODUCT(C5*E5,F5) | =G5
B |  | Waste and Fixings | =GetValue("Waste 5%",3) | % | =SubTotal(G4:G5) | 1 | =PRODUCT(C6*E6,F6) | =G6
B | 6009094033 | Fuller 770 Sanitary Trns 300gm | 1 | cq | =GetRate("PLU",$A7,2) | 0.5 | =PRODUCT(C7*E7,F7) | =G7
B |  | Discount | =GetValue("Discount 15%",3) | % | =SubTotal(G7:G7) | 1 | =PRODUCT(C8*E8,F8) | =G8
B |  | Waste and Fixings | =GetValue("Waste 5%",3) | % | =SubTotal(G7:G8) | 1 | =PRODUCT(C9*E9,F9) | =G9
B | Plumber | Plumber | 1.4 | hrs | =GetRate("LAB1",$A10,2) | 1 | =PRODUCT(C10*E10,F10) | =G10
B |  | Margin | =GetValue("Plumbers margin",3) | % | =SubTotal(G1:G10) | 1 | =PRODUCT(C11*E11,F11) | =G11
I | T27.11.045 | Englefield Sierra, 950mm wide | T27.11_PLU_Bath Acrylic | No
B | ENGSRA18NF'WH | Sierra Std Rect Bath 1850 with No Frame White | 1 | no | =GetRate("PLU",$A1,2) | 1 | =PRODUCT(C1*E1,F1) | =G1
B |  | Discount | =GetValue("Discount PLU San Ftg",3) | % | =SubTotal(G1:G1) | 1 | =PRODUCT(C2*E2,F2) | =G2
B |  | Waste and Fixings | =GetValue("Waste 2.5%",3) | % | =SubTotal(G1:G2) | 1 | =PRODUCT(C3*E3,F3) | =G3
B | 93X40CP | 40mm Brass Nut Bath Waste Chrome | 1 | no | =GetRate("PLU",$A4,2) | 1 | =PRODUCT(C4*E4,F4) | =G4
B |  | Discount | =GetValue("Discount 15%",3) | % | =SubTotal(G4:G4) | 1 | =PRODUCT(C5*E5,F5) | =G5
B |  | Waste and Fixings | =GetValue("Waste 5%",3) | % | =SubTotal(G4:G5) | 1 | =PRODUCT(C6*E6,F6) | =G6
B | 6009094033 | Fuller 770 Sanitary Trns 300gm | 1 | cq | =GetRate("PLU",$A7,2) | 0.5 | =PRODUCT(C7*E7,F7) | =G7
B |  | Discount | =GetValue("Discount 15%",3) | % | =SubTotal(G7:G7) | 1 | =PRODUCT(C8*E8,F8) | =G8
B |  | Waste and Fixings | =GetValue("Waste 5%",3) | % | =SubTotal(G7:G8) | 1 | =PRODUCT(C9*E9,F9) | =G9
B | Plumber | Plumber | 1.4 | hrs | =GetRate("LAB1",$A10,2) | 1 | =PRODUCT(C10*E10,F10) | =G10
B |  | Margin | =GetValue("Plumbers margin",3) | % | =SubTotal(G1:G10) | 1 | =PRODUCT(C11*E11,F11) | =G11
I | T27.11.053 | <b>Shower Over Bath,</b> Clearlite Dina | T27.11_PLU_Bath Acrylic
I | T27.11.057 | 1200mm x 800mm shub | T27.11_PLU_Bath Acrylic | No
B | CLTDIWH | #Clearlite Dina 1200 Shub White | 1 | no | =GetRate("PLU",$A1,2) | 1 | =PRODUCT(C1*E1,F1) | =G1
B |  | Discount | =GetValue("Discount PLU San Ftg",3) | % | =SubTotal(G1:G1) | 1 | =PRODUCT(C2*E2,F2) | =G2
B |  | Waste and Fixings | =GetValue("Waste 2.5%",3) | % | =SubTotal(G1:G2) | 1 | =PRODUCT(C3*E3,F3) | =G3
B | 93X40CP | 40mm Brass Nut Bath Waste Chrome | 1 | no | =GetRate("PLU",$A4,2) | 1 | =PRODUCT(C4*E4,F4) | =G4
B |  | Discount | =GetValue("Discount 15%",3) | % | =SubTotal(G4:G4) | 1 | =PRODUCT(C5*E5,F5) | =G5
B |  | Waste and Fixings | =GetValue("Waste 5%",3) | % | =SubTotal(G4:G5) | 1 | =PRODUCT(C6*E6,F6) | =G6
B | 6009094033 | Fuller 770 Sanitary Trns 300gm | 1 | cq | =GetRate("PLU",$A7,2) | 0.5 | =PRODUCT(C7*E7,F7) | =G7
B |  | Discount | =GetValue("Discount 15%",3) | % | =SubTotal(G7:G7) | 1 | =PRODUCT(C8*E8,F8) | =G8
B |  | Waste and Fixings | =GetValue("Waste 5%",3) | % | =SubTotal(G7:G8) | 1 | =PRODUCT(C9*E9,F9) | =G9
B | Plumber | Plumber | 1.4 | hrs | =GetRate("LAB1",$A10,2) | 1 | =PRODUCT(C10*E10,F10) | =G10
B |  | Margin | =GetValue("Plumbers margin",3) | % | =SubTotal(G1:G10) | 1 | =PRODUCT(C11*E11,F11) | =G11
I | T27.11.061 | 1200mm x 800mm shub with wall liner, 2 sides | T27.11_PLU_Bath Acrylic | No
B | CLTDIWH | #Clearlite Dina 1200 Shub White | 1 | no | =GetRate("PLU",$A1,2) | 1 | =PRODUCT(C1*E1,F1) | =G1
B |  | Discount | =GetValue("Discount PLU San Ftg",3) | % | =SubTotal(G1:G1) | 1 | =PRODUCT(C2*E2,F2) | =G2
B |  | Waste and Fixings | =GetValue("Waste 2.5%",3) | % | =SubTotal(G1:G2) | 1 | =PRODUCT(C3*E3,F3) | =G3
B | CLTD12W2WH | #Dina 1200mm Flexiwall 2 Sided White | 1 | no | =GetRate("PLU",$A4,2) | 1 | =PRODUCT(C4*E4,F4) | =G4
B |  | Discount | =GetValue("Discount PLU San Ftg",3) | % | =SubTotal(G4:G4) | 1 | =PRODUCT(C5*E5,F5) | =G5
B |  | Waste and Fixings | =GetValue("Waste 2.5%",3) | % | =SubTotal(G4:G5) | 1 | =PRODUCT(C6*E6,F6) | =G6
B | 93X40CP | 40mm Brass Nut Bath Waste Chrome | 1 | no | =GetRate("PLU",$A7,2) | 1 | =PRODUCT(C7*E7,F7) | =G7
B |  | Discount | =GetValue("Discount 15%",3) | % | =SubTotal(G7:G7) | 1 | =PRODUCT(C8*E8,F8) | =G8
B |  | Waste and Fixings | =GetValue("Waste 5%",3) | % | =SubTotal(G7:G8) | 1 | =PRODUCT(C9*E9,F9) | =G9
B | 6009094033 | Fuller 770 Sanitary Trns 300gm | 1 | cq | =GetRate("PLU",$A10,2) | 1 | =PRODUCT(C10*E10,F10) | =G10
B |  | Discount | =GetValue("Discount 15%",3) | % | =SubTotal(G10:G10) | 1 | =PRODUCT(C11*E11,F11) | =G11
B |  | Waste and Fixings | =GetValue("Waste 5%",3) | % | =SubTotal(G10:G11) | 1 | =PRODUCT(C12*E12,F12) | =G12
B | Plumber | Plumber | 1.4 | hrs | =GetRate("LAB1",$A13,2) | 1 | =PRODUCT(C13*E13,F13) | =G13
B | CarpA | Carpenter | 1.5 | hrs | =GetRate("LAB1",$A14,2) | 1 | =PRODUCT(C14*E14,F14) | =G14
B |  | Margin | =GetValue("Plumbers margin",3) | % | =SubTotal(G1:G14) | 1 | =PRODUCT(C15*E15,F15) | =G15
I | T27.11.062 | 1200mm x 800mm shub with wall liner, 3 sides | T27.11_PLU_Bath Acrylic | No
B | CLTDIWH | #Clearlite Dina 1200 Shub White | 1 | no | =GetRate("PLU",$A1,2) | 1 | =PRODUCT(C1*E1,F1) | =G1
B |  | Discount | =GetValue("Discount PLU San Ftg",3) | % | =SubTotal(G1:G1) | 1 | =PRODUCT(C2*E2,F2) | =G2
B |  | Waste and Fixings | =GetValue("Waste 2.5%",3) | % | =SubTotal(G1:G2) | 1 | =PRODUCT(C3*E3,F3) | =G3
B | CLTD12W3WH | #Dina 1200mm Flexiwall 3 Sided White | 1 | no | =GetRate("PLU",$A4,2) | 1 | =PRODUCT(C4*E4,F4) | =G4
B |  | Discount | =GetValue("Discount PLU San Ftg",3) | % | =SubTotal(G4:G4) | 1 | =PRODUCT(C5*E5,F5) | =G5
B |  | Waste and Fixings | =GetValue("Waste 2.5%",3) | % | =SubTotal(G4:G5) | 1 | =PRODUCT(C6*E6,F6) | =G6
B | 93X40CP | 40mm Brass Nut Bath Waste Chrome | 1 | no | =GetRate("PLU",$A7,2) | 1 | =PRODUCT(C7*E7,F7) | =G7
B |  | Discount | =GetValue("Discount 15%",3) | % | =SubTotal(G7:G7) | 1 | =PRODUCT(C8*E8,F8) | =G8
B |  | Waste and Fixings | =GetValue("Waste 5%",3) | % | =SubTotal(G7:G8) | 1 | =PRODUCT(C9*E9,F9) | =G9
B | 6009094033 | Fuller 770 Sanitary Trns 300gm | 1 | cq | =GetRate("PLU",$A10,2) | 1 | =PRODUCT(C10*E10,F10) | =G10
B |  | Discount | =GetValue("Discount 15%",3) | % | =SubTotal(G10:G10) | 1 | =PRODUCT(C11*E11,F11) | =G11
B |  | Waste and Fixings | =GetValue("Waste 5%",3) | % | =SubTotal(G10:G11) | 1 | =PRODUCT(C12*E12,F12) | =G12
B | Plumber | Plumber | 1.4 | hrs | =GetRate("LAB1",$A13,2) | 1 | =PRODUCT(C13*E13,F13) | =G13
B | CarpA | Carpenter | 2 | hrs | =GetRate("LAB1",$A14,2) | 1 | =PRODUCT(C14*E14,F14) | =G14
B |  | Margin | =GetValue("Plumbers margin",3) | % | =SubTotal(G1:G14) | 1 | =PRODUCT(C15*E15,F15) | =G15
I | T27.11.065 | <b>Shower Over Bath,</b> Englefield Duo | T27.11_PLU_Bath Acrylic
I | T27.11.069 | 760mm bath, with 2 sided wall liner, 1500mm or 1675mm long | T27.11_PLU_Bath Acrylic | No
B | ENGDUO15WH | Duo 1525mm Std Bath White (without frame) | 1 | no | =GetRate("PLU",$A1,2) | 1 | =PRODUCT(C1*E1,F1) | =G1
B |  | Discount | =GetValue("Discount PLU San Ftg",3) | % | =SubTotal(G1:G1) | 1 | =PRODUCT(C2*E2,F2) | =G2
B |  | Waste and Fixings | =GetValue("Waste 2.5%",3) | % | =SubTotal(G1:G2) | 1 | =PRODUCT(C3*E3,F3) | =G3
B | ENGD15W2WH | 1525mm Duo Flat Bath Wall 2sided White | 1 | no | =GetRate("PLU",$A4,2) | 1 | =PRODUCT(C4*E4,F4) | =G4
B |  | Discount | =GetValue("Discount PLU San Ftg",3) | % | =SubTotal(G4:G4) | 1 | =PRODUCT(C5*E5,F5) | =G5
B |  | Waste and Fixings | =GetValue("Waste 5%",3) | % | =SubTotal(G4:G5) | 1 | =PRODUCT(C6*E6,F6) | =G6
B | 93X40CP | 40mm Brass Nut Bath Waste Chrome | 1 | no | =GetRate("PLU",$A7,2) | 1 | =PRODUCT(C7*E7,F7) | =G7
B |  | Discount | =GetValue("Discount 15%",3) | % | =SubTotal(G7:G7) | 1 | =PRODUCT(C8*E8,F8) | =G8
B |  | Waste and Fixings | =GetValue("Waste 5%",3) | % | =SubTotal(G7:G8) | 1 | =PRODUCT(C9*E9,F9) | =G9
B | 6009094033 | Fuller 770 Sanitary Trns 300gm | 1 | cq | =GetRate("PLU",$A10,2) | 1 | =PRODUCT(C10*E10,F10) | =G10
B |  | Discount | =GetValue("Discount 15%",3) | % | =SubTotal(G10:G10) | 1 | =PRODUCT(C11*E11,F11) | =G11
B |  | Waste and Fixings | =GetValue("Waste 5%",3) | % | =SubTotal(G10:G11) | 1 | =PRODUCT(C12*E12,F12) | =G12
B | Plumber | Plumber | 3 | hrs | =GetRate("LAB1",$A13,2) | 1 | =PRODUCT(C13*E13,F13) | =G13
B | CarpA | Carpenter | 1.5 | hrs | =GetRate("LAB1",$A14,2) | 1 | =PRODUCT(C14*E14,F14) | =G14
B |  | Margin | =GetValue("Plumbers margin",3) | % | =SubTotal(G1:G14) | 1 | =PRODUCT(C15*E15,F15) | =G15
I | T27.11.073 | <b>Corner Bath,</b> Englefield Ario | T27.11_PLU_Bath Acrylic
I | T27.11.077 | 1300mm x 1300mm | T27.11_PLU_Bath Acrylic | No
B | CLTCOWH | Ario 13x13 Corner Bath | 1 | no | =GetRate("PLU",$A1,2) | 1 | =PRODUCT(C1*E1,F1) | =G1
B |  | Discount | =GetValue("Discount PLU San Ftg",3) | % | =SubTotal(G1:G1) | 1 | =PRODUCT(C2*E2,F2) | =G2
B |  | Waste and Fixings | =GetValue("Waste 2.5%",3) | % | =SubTotal(G1:G2) | 1 | =PRODUCT(C3*E3,F3) | =G3
B | 93X40CP | 40mm Brass Nut Bath Waste Chrome | 1 | no | =GetRate("PLU",$A4,2) | 1 | =PRODUCT(C4*E4,F4) | =G4
B |  | Discount | =GetValue("Discount 15%",3) | % | =SubTotal(G4:G4) | 1 | =PRODUCT(C5*E5,F5) | =G5
B |  | Waste and Fixings | =GetValue("Waste 5%",3) | % | =SubTotal(G4:G5) | 1 | =PRODUCT(C6*E6,F6) | =G6
B | 6009094033 | Fuller 770 Sanitary Trns 300gm | 1 | cq | =GetRate("PLU",$A7,2) | 0.5 | =PRODUCT(C7*E7,F7) | =G7
B |  | Discount | =GetValue("Discount 15%",3) | % | =SubTotal(G7:G7) | 1 | =PRODUCT(C8*E8,F8) | =G8
B |  | Waste and Fixings | =GetValue("Waste 5%",3) | % | =SubTotal(G7:G8) | 1 | =PRODUCT(C9*E9,F9) | =G9
B | Plumber | Plumber | 1.4 | hrs | =GetRate("LAB1",$A10,2) | 1 | =PRODUCT(C10*E10,F10) | =G10
B |  | Margin | =GetValue("Plumbers margin",3) | % | =SubTotal(G1:G10) | 1 | =PRODUCT(C11*E11,F11) | =G11
I | T27.12.001 | Baths: Steel or Cast Iron | T27.12_PLU_Bath Steel
I | T27.12.005 | <b>Enamelled Pressed Steel Bath,</b> | T27.12_PLU_Bath Steel
I | T27.12.009 | Caroma Shark, x 400mm deep | T27.12_PLU_Bath Steel
I | T27.12.013 | 1525mm long x 770mm | T27.12_PLU_Bath Steel | No
B | BWSHAR15WH | Shark 1525mm STD Steel Bath White | 1 | no | =GetRate("PLU",$A1,2) | 1 | =PRODUCT(C1*E1,F1) | =G1
B |  | Discount | =GetValue("Discount PLU San Ftg",3) | % | =SubTotal(G1:G1) | 1 | =PRODUCT(C2*E2,F2) | =G2
B |  | Waste and Fixings | =GetValue("Waste 2.5%",3) | % | =SubTotal(G1:G2) | 1 | =PRODUCT(C3*E3,F3) | =G3
B | 93X40CP | 40mm Brass Nut Bath Waste Chrome | 1 | no | =GetRate("PLU",$A4,2) | 1 | =PRODUCT(C4*E4,F4) | =G4
B |  | Discount | =GetValue("Discount 15%",3) | % | =SubTotal(G4:G4) | 1 | =PRODUCT(C5*E5,F5) | =G5
B |  | Waste and Fixings | =GetValue("Waste 5%",3) | % | =SubTotal(G4:G5) | 1 | =PRODUCT(C6*E6,F6) | =G6
B | 6009094033 | Fuller 770 Sanitary Trns 300gm | 1 | cq | =GetRate("PLU",$A7,2) | 0.5 | =PRODUCT(C7*E7,F7) | =G7
B |  | Discount | =GetValue("Discount 15%",3) | % | =SubTotal(G7:G7) | 1 | =PRODUCT(C8*E8,F8) | =G8
B |  | Waste and Fixings | =GetValue("Waste 5%",3) | % | =SubTotal(G7:G8) | 1 | =PRODUCT(C9*E9,F9) | =G9
B | Plumber | Plumber | 3 | hrs | =GetRate("LAB1",$A10,2) | 1 | =PRODUCT(C10*E10,F10) | =G10
B |  | Margin | =GetValue("Plumbers margin",3) | % | =SubTotal(G1:G10) | 1 | =PRODUCT(C11*E11,F11) | =G11
I | T27.12.021 | 1675mm long x 770mm | T27.12_PLU_Bath Steel | No
B | BWSHAR16WH | Shark 1675mm STD Steel Bath White | 1 | no | =GetRate("PLU",$A1,2) | 1 | =PRODUCT(C1*E1,F1) | =G1
B |  | Discount | =GetValue("Discount PLU San Ftg",3) | % | =SubTotal(G1:G1) | 1 | =PRODUCT(C2*E2,F2) | =G2
B |  | Waste and Fixings | =GetValue("Waste 2.5%",3) | % | =SubTotal(G1:G2) | 1 | =PRODUCT(C3*E3,F3) | =G3
B | 93X40CP | 40mm Brass Nut Bath Waste Chrome | 1 | no | =GetRate("PLU",$A4,2) | 1 | =PRODUCT(C4*E4,F4) | =G4
B |  | Discount | =GetValue("Discount 15%",3) | % | =SubTotal(G4:G4) | 1 | =PRODUCT(C5*E5,F5) | =G5
B |  | Waste and Fixings | =GetValue("Waste 5%",3) | % | =SubTotal(G4:G5) | 1 | =PRODUCT(C6*E6,F6) | =G6
B | 6009094033 | Fuller 770 Sanitary Trns 300gm | 1 | cq | =GetRate("PLU",$A7,2) | 0.5 | =PRODUCT(C7*E7,F7) | =G7
B |  | Discount | =GetValue("Discount 15%",3) | % | =SubTotal(G7:G7) | 1 | =PRODUCT(C8*E8,F8) | =G8
B |  | Waste and Fixings | =GetValue("Waste 5%",3) | % | =SubTotal(G7:G8) | 1 | =PRODUCT(C9*E9,F9) | =G9
B | Plumber | Plumber | 3 | hrs | =GetRate("LAB1",$A10,2) | 1 | =PRODUCT(C10*E10,F10) | =G10
B |  | Margin | =GetValue("Plumbers margin",3) | % | =SubTotal(G1:G10) | 1 | =PRODUCT(C11*E11,F11) | =G11
I | T27.12.029 | Kaldewai Ambiente Classic Duo 1800x750 | T27.12_PLU_Bath Steel | No
B | SL7W | Kaldewai Ambiente Classic Duo Bath 1800x750x430mm | 1 | no | =GetRate("PLU",$A1,2) | 1 | =PRODUCT(C1*E1,F1) | =G1
B |  | Discount | =GetValue("Discount PLU San Ftg",3) | % | =SubTotal(G1:G1) | 1 | =PRODUCT(C2*E2,F2) | =G2
B |  | Waste and Fixings | =GetValue("Waste 2.5%",3) | % | =SubTotal(G1:G2) | 1 | =PRODUCT(C3*E3,F3) | =G3
B | 93X40CP | 40mm Brass Nut Bath Waste Chrome | 1 | no | =GetRate("PLU",$A4,2) | 1 | =PRODUCT(C4*E4,F4) | =G4
B |  | Discount | =GetValue("Discount 15%",3) | % | =SubTotal(G4:G4) | 1 | =PRODUCT(C5*E5,F5) | =G5
B |  | Waste and Fixings | =GetValue("Waste 5%",3) | % | =SubTotal(G4:G5) | 1 | =PRODUCT(C6*E6,F6) | =G6
B | 6009094033 | Fuller 770 Sanitary Trns 300gm | 1 | cq | =GetRate("PLU",$A7,2) | 0.5 | =PRODUCT(C7*E7,F7) | =G7
B |  | Discount | =GetValue("Discount 15%",3) | % | =SubTotal(G7:G7) | 1 | =PRODUCT(C8*E8,F8) | =G8
B |  | Waste and Fixings | =GetValue("Waste 5%",3) | % | =SubTotal(G7:G8) | 1 | =PRODUCT(C9*E9,F9) | =G9
B | Plumber | Plumber | 3 | hrs | =GetRate("LAB1",$A10,2) | 1 | =PRODUCT(C10*E10,F10) | =G10
B |  | Margin | =GetValue("Plumbers margin",3) | % | =SubTotal(G1:G10) | 1 | =PRODUCT(C11*E11,F11) | =G11
I | T27.12.033 | <b>Add</b> for frame | T27.12_PLU_Bath Steel | No
B | 1141301 | Rectangular Flat Pack Timber Frame 1520x760x420 | 1 | no | =GetRate("PLU",$A1,2) | 1 | =PRODUCT(C1*E1,F1) | =G1
B |  | Discount | =GetValue("Discount PLU San Ftg",3) | % | =SubTotal(G1:G1) | 1 | =PRODUCT(C2*E2,F2) | =G2
B |  | Waste and Fixings | =GetValue("Waste 2.5%",3) | % | =SubTotal(G1:G2) | 1 | =PRODUCT(C3*E3,F3) | =G3
B | Plumber | Plumber | 1 | hrs | =GetRate("LAB1",$A4,2) | 1 | =PRODUCT(C4*E4,F4) | =G4
B |  | Margin | =GetValue("Plumbers margin",3) | % | =SubTotal(G1:G4) | 1 | =PRODUCT(C5*E5,F5) | =G5
I | T27.12.034 | Kaldewei Eurowa, 400mm deep | T27.12_PLU_Bath Steel | No
I | T27.12.035 | 1400mm to 1700mm long x 700mm wide | T27.12_PLU_Bath Steel | No
B | MTX-K3121 | Eurowa 1700x700 Enamel on Steel Bath White | 1 | no | =GetRate("PLU",$A1,2) | 1 | =PRODUCT(C1*E1,F1) | =G1
B |  | Discount | =GetValue("Discount PLU San Ftg",3) | % | =SubTotal(G1:G1) | 1 | =PRODUCT(C2*E2,F2) | =G2
B |  | Waste and Fixings | =GetValue("Waste 2.5%",3) | % | =SubTotal(G1:G2) | 1 | =PRODUCT(C3*E3,F3) | =G3
B | 93X40CP | 40mm Brass Nut Bath Waste Chrome | 1 | no | =GetRate("PLU",$A4,2) | 1 | =PRODUCT(C4*E4,F4) | =G4
B |  | Discount | =GetValue("Discount 15%",3) | % | =SubTotal(G4:G4) | 1 | =PRODUCT(C5*E5,F5) | =G5
B |  | Waste and Fixings | =GetValue("Waste 5%",3) | % | =SubTotal(G4:G5) | 1 | =PRODUCT(C6*E6,F6) | =G6
B | 6009094033 | Fuller 770 Sanitary Trns 300gm | 1 | cq | =GetRate("PLU",$A7,2) | 0.5 | =PRODUCT(C7*E7,F7) | =G7
B |  | Discount | =GetValue("Discount 15%",3) | % | =SubTotal(G7:G7) | 1 | =PRODUCT(C8*E8,F8) | =G8
B |  | Waste and Fixings | =GetValue("Waste 5%",3) | % | =SubTotal(G7:G8) | 1 | =PRODUCT(C9*E9,F9) | =G9
B | Plumber | Plumber | 3 | hrs | =GetRate("LAB1",$A10,2) | 1 | =PRODUCT(C10*E10,F10) | =G10
B |  | Margin | =GetValue("Plumbers margin",3) | % | =SubTotal(G1:G10) | 1 | =PRODUCT(C11*E11,F11) | =G11
I | T27.13.001 | Spa Baths: Acrylic | T27.13_PLU_Bath Spa
I | T27.13.005 | Rates include circulating pump, jets and frame, but exclude side panels. | T27.13_PLU_Bath Spa
I | T27.13.009 | <b>Englefield Spa Bath,</b> electronic | T27.13_PLU_Bath Spa
I | T27.13.013 | Sorrento, 1670mm x 760mm | T27.13_PLU_Bath Spa | No
B | ENGDEX9SEAWH | Sorrento II Rect Spa ABC 1670x760 Std Chrome Jet | 1 | no | =GetRate("PLU",$A1,2) | 1 | =PRODUCT(C1*E1,F1) | =G1
B |  | Discount | =GetValue("Discount PLU San Ftg",3) | % | =SubTotal(G1:G1) | 1 | =PRODUCT(C2*E2,F2) | =G2
B |  | Waste and Fixings | =GetValue("Waste 2.5%",3) | % | =SubTotal(G1:G2) | 1 | =PRODUCT(C3*E3,F3) | =G3
B | 93X40CP | 40mm Brass Nut Bath Waste Chrome | 1 | no | =GetRate("PLU",$A4,2) | 1 | =PRODUCT(C4*E4,F4) | =G4
B |  | Discount | =GetValue("Discount 15%",3) | % | =SubTotal(G4:G4) | 1 | =PRODUCT(C5*E5,F5) | =G5
B |  | Waste and Fixings | =GetValue("Waste 5%",3) | % | =SubTotal(G4:G5) | 1 | =PRODUCT(C6*E6,F6) | =G6
B | 6009094033 | Fuller 770 Sanitary Trns 300gm | 1 | cq | =GetRate("PLU",$A7,2) | 0.5 | =PRODUCT(C7*E7,F7) | =G7
B |  | Discount | =GetValue("Discount 15%",3) | % | =SubTotal(G7:G7) | 1 | =PRODUCT(C8*E8,F8) | =G8
B |  | Waste and Fixings | =GetValue("Waste 5%",3) | % | =SubTotal(G7:G8) | 1 | =PRODUCT(C9*E9,F9) | =G9
B | Plumber | Plumber | 6 | hrs | =GetRate("LAB1",$A10,2) | 1 | =PRODUCT(C10*E10,F10) | =G10
B |  | Margin | =GetValue("Plumbers margin",3) | % | =SubTotal(G1:G10) | 1 | =PRODUCT(C11*E11,F11) | =G11
I | T27.13.017 | Evora, 1675mm x 900mm | T27.13_PLU_Bath Spa | No
B | ENGEVHR16SEAWH | Evora 1675x900 Rect Elect Spa Bath White Pump Pos | 1 | no | =GetRate("PLU",$A1,2) | 1 | =PRODUCT(C1*E1,F1) | =G1
B |  | Discount | =GetValue("Discount PLU San Ftg",3) | % | =SubTotal(G1:G1) | 1 | =PRODUCT(C2*E2,F2) | =G2
B |  | Waste and Fixings | =GetValue("Waste 2.5%",3) | % | =SubTotal(G1:G2) | 1 | =PRODUCT(C3*E3,F3) | =G3
B | 93X40CP | 40mm Brass Nut Bath Waste Chrome | 1 | no | =GetRate("PLU",$A4,2) | 1 | =PRODUCT(C4*E4,F4) | =G4
B |  | Discount | =GetValue("Discount 15%",3) | % | =SubTotal(G4:G4) | 1 | =PRODUCT(C5*E5,F5) | =G5
B |  | Waste and Fixings | =GetValue("Waste 5%",3) | % | =SubTotal(G4:G5) | 1 | =PRODUCT(C6*E6,F6) | =G6
B | 6009094033 | Fuller 770 Sanitary Trns 300gm | 1 | cq | =GetRate("PLU",$A7,2) | 0.5 | =PRODUCT(C7*E7,F7) | =G7
B |  | Discount | =GetValue("Discount 15%",3) | % | =SubTotal(G7:G7) | 1 | =PRODUCT(C8*E8,F8) | =G8
B |  | Waste and Fixings | =GetValue("Waste 5%",3) | % | =SubTotal(G7:G8) | 1 | =PRODUCT(C9*E9,F9) | =G9
B | Plumber | Plumber | 6 | hrs | =GetRate("LAB1",$A10,2) | 1 | =PRODUCT(C10*E10,F10) | =G10
B |  | Margin | =GetValue("Plumbers margin",3) | % | =SubTotal(G1:G10) | 1 | =PRODUCT(C11*E11,F11) | =G11
I | T27.13.025 | Evora, 1525mm corner | T27.13_PLU_Bath Spa | No
B | ENGEVC15SEAWH | Evora 1525mm Elect Corner Spa Bath White Pump Pos | 1 | no | =GetRate("PLU",$A1,2) | 1 | =PRODUCT(C1*E1,F1) | =G1
B |  | Discount | =GetValue("Discount PLU San Ftg",3) | % | =SubTotal(G1:G1) | 1 | =PRODUCT(C2*E2,F2) | =G2
B |  | Waste and Fixings | =GetValue("Waste 2.5%",3) | % | =SubTotal(G1:G2) | 1 | =PRODUCT(C3*E3,F3) | =G3
B | 93X40CP | 40mm Brass Nut Bath Waste Chrome | 1 | no | =GetRate("PLU",$A4,2) | 1 | =PRODUCT(C4*E4,F4) | =G4
B |  | Discount | =GetValue("Discount 15%",3) | % | =SubTotal(G4:G4) | 1 | =PRODUCT(C5*E5,F5) | =G5
B |  | Waste and Fixings | =GetValue("Waste 5%",3) | % | =SubTotal(G4:G5) | 1 | =PRODUCT(C6*E6,F6) | =G6
B | 6009094033 | Fuller 770 Sanitary Trns 300gm | 1 | cq | =GetRate("PLU",$A7,2) | 0.5 | =PRODUCT(C7*E7,F7) | =G7
B |  | Discount | =GetValue("Discount 15%",3) | % | =SubTotal(G7:G7) | 1 | =PRODUCT(C8*E8,F8) | =G8
B |  | Waste and Fixings | =GetValue("Waste 5%",3) | % | =SubTotal(G7:G8) | 1 | =PRODUCT(C9*E9,F9) | =G9
B | Plumber | Plumber | 6 | hrs | =GetRate("LAB1",$A10,2) | 1 | =PRODUCT(C10*E10,F10) | =G10
B |  | Margin | =GetValue("Plumbers margin",3) | % | =SubTotal(G1:G10) | 1 | =PRODUCT(C11*E11,F11) | =G11
I | T27.13.029 | <b>Clearlite Kahlo Spa Bath,</b> 1675mm, 6 jets | T27.13_PLU_Bath Spa | No
B | 551002016 | Kahlo Spa Bath 1675 White | 1 | no | =GetRate("PLU",$A1,2) | 1 | =PRODUCT(C1*E1,F1) | =G1
B |  | Discount | =GetValue("Discount PLU San Ftg",3) | % | =SubTotal(G1:G1) | 1 | =PRODUCT(C2*E2,F2) | =G2
B |  | Waste and Fixings | =GetValue("Waste 2.5%",3) | % | =SubTotal(G1:G2) | 1 | =PRODUCT(C3*E3,F3) | =G3
B | 93X40CP | 40mm Brass Nut Bath Waste Chrome | 1 | no | =GetRate("PLU",$A4,2) | 1 | =PRODUCT(C4*E4,F4) | =G4
B |  | Discount | =GetValue("Discount 15%",3) | % | =SubTotal(G4:G4) | 1 | =PRODUCT(C5*E5,F5) | =G5
B |  | Waste and Fixings | =GetValue("Waste 5%",3) | % | =SubTotal(G4:G5) | 1 | =PRODUCT(C6*E6,F6) | =G6
B | 6009094033 | Fuller 770 Sanitary Trns 300gm | 1 | cq | =GetRate("PLU",$A7,2) | 0.5 | =PRODUCT(C7*E7,F7) | =G7
B |  | Discount | =GetValue("Discount 15%",3) | % | =SubTotal(G7:G7) | 1 | =PRODUCT(C8*E8,F8) | =G8
B |  | Waste and Fixings | =GetValue("Waste 5%",3) | % | =SubTotal(G7:G8) | 1 | =PRODUCT(C9*E9,F9) | =G9
B | Plumber | Plumber | 6 | hrs | =GetRate("LAB1",$A10,2) | 1 | =PRODUCT(C10*E10,F10) | =G10
B |  | Margin | =GetValue("Plumbers margin",3) | % | =SubTotal(G1:G10) | 1 | =PRODUCT(C11*E11,F11) | =G11
I | T27.14.001 | Shower Enclosures: Acrylic | T27.14_PLU_Shower Enc
I | T27.14.005 | <b>Shower Enclosure,</b> white or coloured, toughened 6mm safety glass door and return, installation and chrome plated waste, with two side walls | T27.14_PLU_Shower Enc
I | T27.14.009 | Athena Allora Corner | T27.14_PLU_Shower Enc
I | T27.14.013 | 900mm x 900mm, square | T27.14_PLU_Shower Enc | No
B | ATH-CHA9/2WH | Allora Flat Shower 9x9 2 Wall Centre Waste | 1 | no | =GetRate("PLU",$A1,2) | 1 | =PRODUCT(C1*E1,F1) | =G1
B |  | Discount | =GetValue("Discount PLU San Ftg",3) | % | =SubTotal(G1:G1) | 1 | =PRODUCT(C2*E2,F2) | =G2
B |  | Waste and Fixings | =GetValue("Waste 2.5%",3) | % | =SubTotal(G1:G2) | 1 | =PRODUCT(C3*E3,F3) | =G3
B | 6009094033 | Fuller 770 Sanitary Trns 300gm | 1 | cq | =GetRate("PLU",$A4,2) | 0.5 | =PRODUCT(C4*E4,F4) | =G4
B |  | Discount | =GetValue("Discount 15%",3) | % | =SubTotal(G4:G4) | 1 | =PRODUCT(C5*E5,F5) | =G5
B |  | Waste and Fixings | =GetValue("Waste 5%",3) | % | =SubTotal(G4:G5) | 1 | =PRODUCT(C6*E6,F6) | =G6
B | Plumber | Plumber | 4 | hrs | =GetRate("LAB1",$A7,2) | 1 | =PRODUCT(C7*E7,F7) | =G7
B |  | Margin | =GetValue("Plumbers margin",3) | % | =SubTotal(G1:G7) | 1 | =PRODUCT(C8*E8,F8) | =G8
I | T27.14.021 | 1000mm x 1000mm, square | T27.14_PLU_Shower Enc | No
B | ATH-CHA10/2WH | Allora Flat Shower 10x10 2 Wall Centre Waste Angle | 1 | no | =GetRate("PLU",$A1,2) | 1 | =PRODUCT(C1*E1,F1) | =G1
B |  | Discount | =GetValue("Discount PLU San Ftg",3) | % | =SubTotal(G1:G1) | 1 | =PRODUCT(C2*E2,F2) | =G2
B |  | Waste and Fixings | =GetValue("Waste 2.5%",3) | % | =SubTotal(G1:G2) | 1 | =PRODUCT(C3*E3,F3) | =G3
B | 6009094033 | Fuller 770 Sanitary Trns 300gm | 1 | cq | =GetRate("PLU",$A4,2) | 0.5 | =PRODUCT(C4*E4,F4) | =G4
B |  | Discount | =GetValue("Discount 15%",3) | % | =SubTotal(G4:G4) | 1 | =PRODUCT(C5*E5,F5) | =G5
B |  | Waste and Fixings | =GetValue("Waste 5%",3) | % | =SubTotal(G4:G5) | 1 | =PRODUCT(C6*E6,F6) | =G6
B | Plumber | Plumber | 4 | hrs | =GetRate("LAB1",$A7,2) | 1 | =PRODUCT(C7*E7,F7) | =G7
B |  | Margin | =GetValue("Plumbers margin",3) | % | =SubTotal(G1:G7) | 1 | =PRODUCT(C8*E8,F8) | =G8
I | T27.14.025 | 1200mm x 900mm, rectangular | T27.14_PLU_Shower Enc | No
B | ATH-CHA10/2RWH | Allora Flat Shower 12x9 2 Wall Door on Long Side | 1 | no | =GetRate("PLU",$A1,2) | 1 | =PRODUCT(C1*E1,F1) | =G1
B |  | Discount | =GetValue("Discount PLU San Ftg",3) | % | =SubTotal(G1:G1) | 1 | =PRODUCT(C2*E2,F2) | =G2
B |  | Waste and Fixings | =GetValue("Waste 2.5%",3) | % | =SubTotal(G1:G2) | 1 | =PRODUCT(C3*E3,F3) | =G3
B | 6009094033 | Fuller 770 Sanitary Trns 300gm | 1 | cq | =GetRate("PLU",$A4,2) | 0.5 | =PRODUCT(C4*E4,F4) | =G4
B |  | Discount | =GetValue("Discount 15%",3) | % | =SubTotal(G4:G4) | 1 | =PRODUCT(C5*E5,F5) | =G5
B |  | Waste and Fixings | =GetValue("Waste 5%",3) | % | =SubTotal(G4:G5) | 1 | =PRODUCT(C6*E6,F6) | =G6
B | Plumber | Plumber | 4 | hrs | =GetRate("LAB1",$A7,2) | 1 | =PRODUCT(C7*E7,F7) | =G7
B |  | Margin | =GetValue("Plumbers margin",3) | % | =SubTotal(G1:G7) | 1 | =PRODUCT(C8*E8,F8) | =G8
I | T27.14.029 | Englefield Valencia Corner | T27.14_PLU_Shower Enc
I | T27.14.033 | 900mm x 900mm, square | T27.14_PLU_Shower Enc | No
B | ENG-13902AWH | Valencia 9x9 Angle Cnr Shwr Flat Wall White Fram | 1 | no | =GetRate("PLU",$A1,2) | 1 | =PRODUCT(C1*E1,F1) | =G1
B |  | Discount | =GetValue("Discount PLU San Ftg",3) | % | =SubTotal(G1:G1) | 1 | =PRODUCT(C2*E2,F2) | =G2
B |  | Waste and Fixings | =GetValue("Waste 2.5%",3) | % | =SubTotal(G1:G2) | 1 | =PRODUCT(C3*E3,F3) | =G3
B | 6009094033 | Fuller 770 Sanitary Trns 300gm | 1 | cq | =GetRate("PLU",$A4,2) | 0.5 | =PRODUCT(C4*E4,F4) | =G4
B |  | Discount | =GetValue("Discount 15%",3) | % | =SubTotal(G4:G4) | 1 | =PRODUCT(C5*E5,F5) | =G5
B |  | Waste and Fixings | =GetValue("Waste 5%",3) | % | =SubTotal(G4:G5) | 1 | =PRODUCT(C6*E6,F6) | =G6
B | Plumber | Plumber | 4 | hrs | =GetRate("LAB1",$A7,2) | 1 | =PRODUCT(C7*E7,F7) | =G7
B |  | Margin | =GetValue("Plumbers margin",3) | % | =SubTotal(G1:G7) | 1 | =PRODUCT(C8*E8,F8) | =G8
I | T27.14.037 | 1000mm x 1000mm, square | T27.14_PLU_Shower Enc | No
B | ENG-13893AWH | Valencia 10x10 Angle Cnr Shwr Flat Wall White Fram | 1 | no | =GetRate("PLU",$A1,2) | 1 | =PRODUCT(C1*E1,F1) | =G1
B |  | Discount | =GetValue("Discount PLU San Ftg",3) | % | =SubTotal(G1:G1) | 1 | =PRODUCT(C2*E2,F2) | =G2
B |  | Waste and Fixings | =GetValue("Waste 2.5%",3) | % | =SubTotal(G1:G2) | 1 | =PRODUCT(C3*E3,F3) | =G3
B | Plumber | Plumber | 4 | hrs | =GetRate("LAB1",$A4,2) | 1 | =PRODUCT(C4*E4,F4) | =G4
B |  | Margin | =GetValue("Plumbers margin",3) | % | =SubTotal(G1:G4) | 1 | =PRODUCT(C5*E5,F5) | =G5
I | T27.14.041 | 1200mm x 900mm, square | T27.14_PLU_Shower Enc | No
B | ENG-13418AWH | Valencia 12x9 Sq Cnr Shwr Flat Wall RH Rtn White C | 1 | no | =GetRate("PLU",$A1,2) | 1 | =PRODUCT(C1*E1,F1) | =G1
B |  | Discount | =GetValue("Discount PLU San Ftg",3) | % | =SubTotal(G1:G1) | 1 | =PRODUCT(C2*E2,F2) | =G2
B |  | Waste and Fixings | =GetValue("Waste 2.5%",3) | % | =SubTotal(G1:G2) | 1 | =PRODUCT(C3*E3,F3) | =G3
B | 6009094033 | Fuller 770 Sanitary Trns 300gm | 1 | cq | =GetRate("PLU",$A4,2) | 0.5 | =PRODUCT(C4*E4,F4) | =G4
B |  | Discount | =GetValue("Discount 15%",3) | % | =SubTotal(G4:G4) | 1 | =PRODUCT(C5*E5,F5) | =G5
B |  | Waste and Fixings | =GetValue("Waste 5%",3) | % | =SubTotal(G4:G5) | 1 | =PRODUCT(C6*E6,F6) | =G6
B | Plumber | Plumber | 4 | hrs | =GetRate("LAB1",$A7,2) | 1 | =PRODUCT(C7*E7,F7) | =G7
B |  | Margin | =GetValue("Plumbers margin",3) | % | =SubTotal(G1:G7) | 1 | =PRODUCT(C8*E8,F8) | =G8
I | T27.14.045 | <b>Shower Alcove,</b> as above, with three side walls | T27.14_PLU_Shower Enc
I | T27.14.049 | Englefield Valencia Alcove | T27.14_PLU_Shower Enc
I | T27.14.053 | 900mm x 900mm | T27.14_PLU_Shower Enc | No
B | ENG-13867AWH | Valencia 9x9 Alcove Shwr Flat Wall White Frame CE | 1 | no | =GetRate("PLU",$A1,2) | 1 | =PRODUCT(C1*E1,F1) | =G1
B |  | Discount | =GetValue("Discount PLU San Ftg",3) | % | =SubTotal(G1:G1) | 1 | =PRODUCT(C2*E2,F2) | =G2
B |  | Waste and Fixings | =GetValue("Waste 2.5%",3) | % | =SubTotal(G1:G2) | 1 | =PRODUCT(C3*E3,F3) | =G3
B | 6009094033 | Fuller 770 Sanitary Trns 300gm | 1 | cq | =GetRate("PLU",$A4,2) | 0.5 | =PRODUCT(C4*E4,F4) | =G4
B |  | Discount | =GetValue("Discount 15%",3) | % | =SubTotal(G4:G4) | 1 | =PRODUCT(C5*E5,F5) | =G5
B |  | Waste and Fixings | =GetValue("Waste 5%",3) | % | =SubTotal(G4:G5) | 1 | =PRODUCT(C6*E6,F6) | =G6
B | Plumber | Plumber | 4 | hrs | =GetRate("LAB1",$A7,2) | 1 | =PRODUCT(C7*E7,F7) | =G7
B |  | Margin | =GetValue("Plumbers margin",3) | % | =SubTotal(G1:G7) | 1 | =PRODUCT(C8*E8,F8) | =G8
I | T27.14.057 | 1000mm x 1000mm | T27.14_PLU_Shower Enc | No
B | ENG-13859AWH | Valencia 10x10 Alcove Shw Flat Wall White Frame CE | 1 | no | =GetRate("PLU",$A1,2) | 1 | =PRODUCT(C1*E1,F1) | =G1
B |  | Discount | =GetValue("Discount PLU San Ftg",3) | % | =SubTotal(G1:G1) | 1 | =PRODUCT(C2*E2,F2) | =G2
B |  | Waste and Fixings | =GetValue("Waste 2.5%",3) | % | =SubTotal(G1:G2) | 1 | =PRODUCT(C3*E3,F3) | =G3
B | 6009094033 | Fuller 770 Sanitary Trns 300gm | 1 | cq | =GetRate("PLU",$A4,2) | 0.5 | =PRODUCT(C4*E4,F4) | =G4
B |  | Discount | =GetValue("Discount 15%",3) | % | =SubTotal(G4:G4) | 1 | =PRODUCT(C5*E5,F5) | =G5
B |  | Waste and Fixings | =GetValue("Waste 5%",3) | % | =SubTotal(G4:G5) | 1 | =PRODUCT(C6*E6,F6) | =G6
B | Plumber | Plumber | 4 | hrs | =GetRate("LAB1",$A7,2) | 1 | =PRODUCT(C7*E7,F7) | =G7
B |  | Margin | =GetValue("Plumbers margin",3) | % | =SubTotal(G1:G7) | 1 | =PRODUCT(C8*E8,F8) | =G8
I | T27.14.061 | 1200mm x 900mm | T27.14_PLU_Shower Enc | No
B | ENG-13851AWH | Valencia 12x9 Alcove Shwr Flat Wall White Frame CE | 1 | no | =GetRate("PLU",$A1,2) | 1 | =PRODUCT(C1*E1,F1) | =G1
B |  | Discount | =GetValue("Discount PLU San Ftg",3) | % | =SubTotal(G1:G1) | 1 | =PRODUCT(C2*E2,F2) | =G2
B |  | Waste and Fixings | =GetValue("Waste 2.5%",3) | % | =SubTotal(G1:G2) | 1 | =PRODUCT(C3*E3,F3) | =G3
B | 6009094033 | Fuller 770 Sanitary Trns 300gm | 1 | cq | =GetRate("PLU",$A4,2) | 0.5 | =PRODUCT(C4*E4,F4) | =G4
B |  | Discount | =GetValue("Discount 15%",3) | % | =SubTotal(G4:G4) | 1 | =PRODUCT(C5*E5,F5) | =G5
B |  | Waste and Fixings | =GetValue("Waste 5%",3) | % | =SubTotal(G4:G5) | 1 | =PRODUCT(C6*E6,F6) | =G6
B | Plumber | Plumber | 4 | hrs | =GetRate("LAB1",$A7,2) | 1 | =PRODUCT(C7*E7,F7) | =G7
B |  | Margin | =GetValue("Plumbers margin",3) | % | =SubTotal(G1:G7) | 1 | =PRODUCT(C8*E8,F8) | =G8
I | T27.14.065 | <b>Add</b> for contoured walls, all sizes and models | T27.14_PLU_Shower Enc | No
B | ENG-13849AWH | Valencia 12x9 Alcove Shwr SC Wall White Frame CE | 1 | no | =GetRate("PLU",$A1,2) | 1 | =PRODUCT(C1*E1,F1) | =G1
B | ENG-13851AWH | Valencia 12x9 Alcove Shwr Flat Wall White Frame CE | -1 | no | =GetRate("PLU",$A2,2) | 1 | =PRODUCT(C2*E2,F2) | =G2
B |  | Margin | =GetValue("Plumbers margin",3) | % | =SubTotal(G1:G2) | 1 | =PRODUCT(C3*E3,F3) | =G3
I | T27.15.001 | Shower Bases | T27.15_PLU_Shower Base
I | T27.15.005 | <b>Acrylic Shower Base,</b> white or coloured, including installation and chrome plated waste. | T27.15_PLU_Shower Base
I | T27.15.009 | Clearlite | T27.15_PLU_Shower Base
I | T27.15.013 | 760mm x 900mm | T27.15_PLU_Shower Base | No
B | CLTST7X9/2WH | #Sierra 760x900 2s Shower Tray White (760dr) | 1 | no | =GetRate("PLU",$A1,2) | 1 | =PRODUCT(C1*E1,F1) | =G1
B |  | Discount | =GetValue("Discount PLU San Ftg",3) | % | =SubTotal(G1:G1) | 1 | =PRODUCT(C2*E2,F2) | =G2
B |  | Waste and Fixings | =GetValue("Waste 2.5%",3) | % | =SubTotal(G1:G2) | 1 | =PRODUCT(C3*E3,F3) | =G3
B | 6009094033 | Fuller 770 Sanitary Trns 300gm | 1 | cq | =GetRate("PLU",$A4,2) | 0.5 | =PRODUCT(C4*E4,F4) | =G4
B |  | Discount | =GetValue("Discount 15%",3) | % | =SubTotal(G4:G4) | 1 | =PRODUCT(C5*E5,F5) | =G5
B |  | Waste and Fixings | =GetValue("Waste 5%",3) | % | =SubTotal(G4:G5) | 1 | =PRODUCT(C6*E6,F6) | =G6
B | Plumber | Plumber | 2 | hrs | =GetRate("LAB1",$A7,2) | 1 | =PRODUCT(C7*E7,F7) | =G7
B |  | Margin | =GetValue("Plumbers margin",3) | % | =SubTotal(G1:G7) | 1 | =PRODUCT(C8*E8,F8) | =G8
I | T27.15.017 | 900mm x 900mm | T27.15_PLU_Shower Base | No
B | CLTST9/2CWH | #Sierra 900x900 Angle Cnr Shower Tray White | 1 | no | =GetRate("PLU",$A1,2) | 1 | =PRODUCT(C1*E1,F1) | =G1
B |  | Discount | =GetValue("Discount PLU San Ftg",3) | % | =SubTotal(G1:G1) | 1 | =PRODUCT(C2*E2,F2) | =G2
B |  | Waste and Fixings | =GetValue("Waste 2.5%",3) | % | =SubTotal(G1:G2) | 1 | =PRODUCT(C3*E3,F3) | =G3
B | 6009094033 | Fuller 770 Sanitary Trns 300gm | 1 | cq | =GetRate("PLU",$A4,2) | 0.5 | =PRODUCT(C4*E4,F4) | =G4
B |  | Discount | =GetValue("Discount 15%",3) | % | =SubTotal(G4:G4) | 1 | =PRODUCT(C5*E5,F5) | =G5
B |  | Waste and Fixings | =GetValue("Waste 5%",3) | % | =SubTotal(G4:G5) | 1 | =PRODUCT(C6*E6,F6) | =G6
B | Plumber | Plumber | 2 | hrs | =GetRate("LAB1",$A7,2) | 1 | =PRODUCT(C7*E7,F7) | =G7
B |  | Margin | =GetValue("Plumbers margin",3) | % | =SubTotal(G1:G7) | 1 | =PRODUCT(C8*E8,F8) | =G8
I | T27.15.021 | 1000mm x 1000mm | T27.15_PLU_Shower Base | No
B | CLTST10/2CWH | #Sierra 1000x1000 Angle Corner Shower Tray White | 1 | no | =GetRate("PLU",$A1,2) | 1 | =PRODUCT(C1*E1,F1) | =G1
B |  | Discount | =GetValue("Discount PLU San Ftg",3) | % | =SubTotal(G1:G1) | 1 | =PRODUCT(C2*E2,F2) | =G2
B |  | Waste and Fixings | =GetValue("Waste 2.5%",3) | % | =SubTotal(G1:G2) | 1 | =PRODUCT(C3*E3,F3) | =G3
B | 6009094033 | Fuller 770 Sanitary Trns 300gm | 1 | cq | =GetRate("PLU",$A4,2) | 0.5 | =PRODUCT(C4*E4,F4) | =G4
B |  | Discount | =GetValue("Discount 15%",3) | % | =SubTotal(G4:G4) | 1 | =PRODUCT(C5*E5,F5) | =G5
B |  | Waste and Fixings | =GetValue("Waste 5%",3) | % | =SubTotal(G4:G5) | 1 | =PRODUCT(C6*E6,F6) | =G6
B | Plumber | Plumber | 2 | hrs | =GetRate("LAB1",$A7,2) | 1 | =PRODUCT(C7*E7,F7) | =G7
B |  | Margin | =GetValue("Plumbers margin",3) | % | =SubTotal(G1:G7) | 1 | =PRODUCT(C8*E8,F8) | =G8
I | T27.15.025 | Englefield Valencia, angle corner | T27.15_PLU_Shower Base
I | T27.15.029 | 900mm x 900mm | T27.15_PLU_Shower Base | No
B | CLTST7X9/2WH | #Sierra 760x900 2s Shower Tray White (760dr) | 1 | no | =GetRate("PLU",$A1,2) | 1 | =PRODUCT(C1*E1,F1) | =G1
B |  | Discount | =GetValue("Discount PLU San Ftg",3) | % | =SubTotal(G1:G1) | 1 | =PRODUCT(C2*E2,F2) | =G2
B |  | Waste and Fixings | =GetValue("Waste 2.5%",3) | % | =SubTotal(G1:G2) | 1 | =PRODUCT(C3*E3,F3) | =G3
B | 6009094033 | Fuller 770 Sanitary Trns 300gm | 1 | cq | =GetRate("PLU",$A4,2) | 0.5 | =PRODUCT(C4*E4,F4) | =G4
B |  | Discount | =GetValue("Discount 15%",3) | % | =SubTotal(G4:G4) | 1 | =PRODUCT(C5*E5,F5) | =G5
B |  | Waste and Fixings | =GetValue("Waste 5%",3) | % | =SubTotal(G4:G5) | 1 | =PRODUCT(C6*E6,F6) | =G6
B | Plumber | Plumber | 2 | hrs | =GetRate("LAB1",$A7,2) | 1 | =PRODUCT(C7*E7,F7) | =G7
B |  | Margin | =GetValue("Plumbers margin",3) | % | =SubTotal(G1:G7) | 1 | =PRODUCT(C8*E8,F8) | =G8
I | T27.15.033 | 1200mm x 900mm | T27.15_PLU_Shower Base | No
B | CLTST9/2CWH | #Sierra 900x900 Angle Cnr Shower Tray White | 1 | no | =GetRate("PLU",$A1,2) | 1 | =PRODUCT(C1*E1,F1) | =G1
B |  | Discount | =GetValue("Discount PLU San Ftg",3) | % | =SubTotal(G1:G1) | 1 | =PRODUCT(C2*E2,F2) | =G2
B |  | Waste and Fixings | =GetValue("Waste 2.5%",3) | % | =SubTotal(G1:G2) | 1 | =PRODUCT(C3*E3,F3) | =G3
B | 6009094033 | Fuller 770 Sanitary Trns 300gm | 1 | cq | =GetRate("PLU",$A4,2) | 0.5 | =PRODUCT(C4*E4,F4) | =G4
B |  | Discount | =GetValue("Discount 15%",3) | % | =SubTotal(G4:G4) | 1 | =PRODUCT(C5*E5,F5) | =G5
B |  | Waste and Fixings | =GetValue("Waste 5%",3) | % | =SubTotal(G4:G5) | 1 | =PRODUCT(C6*E6,F6) | =G6
B | Plumber | Plumber | 2 | hrs | =GetRate("LAB1",$A7,2) | 1 | =PRODUCT(C7*E7,F7) | =G7
B |  | Margin | =GetValue("Plumbers margin",3) | % | =SubTotal(G1:G7) | 1 | =PRODUCT(C8*E8,F8) | =G8
I | T27.15.037 | 1000mm x 1000mm | T27.15_PLU_Shower Base | No
B | CLTST10/2CWH | #Sierra 1000x1000 Angle Corner Shower Tray White | 1 | no | =GetRate("PLU",$A1,2) | 1 | =PRODUCT(C1*E1,F1) | =G1
B |  | Discount | =GetValue("Discount PLU San Ftg",3) | % | =SubTotal(G1:G1) | 1 | =PRODUCT(C2*E2,F2) | =G2
B |  | Waste and Fixings | =GetValue("Waste 2.5%",3) | % | =SubTotal(G1:G2) | 1 | =PRODUCT(C3*E3,F3) | =G3
B | 6009094033 | Fuller 770 Sanitary Trns 300gm | 1 | cq | =GetRate("PLU",$A4,2) | 0.5 | =PRODUCT(C4*E4,F4) | =G4
B |  | Discount | =GetValue("Discount 15%",3) | % | =SubTotal(G4:G4) | 1 | =PRODUCT(C5*E5,F5) | =G5
B |  | Waste and Fixings | =GetValue("Waste 5%",3) | % | =SubTotal(G4:G5) | 1 | =PRODUCT(C6*E6,F6) | =G6
B | Plumber | Plumber | 2 | hrs | =GetRate("LAB1",$A7,2) | 1 | =PRODUCT(C7*E7,F7) | =G7
B |  | Margin | =GetValue("Plumbers margin",3) | % | =SubTotal(G1:G7) | 1 | =PRODUCT(C8*E8,F8) | =G8
I | T27.15.049 | <b>Stainless Steel Shower Base,</b> with 100mm upstand and loose polystyrene base | T27.15_PLU_Shower Base
I | T27.15.053 | 775mm x 775mm, fabricated, centre waste | T27.15_PLU_Shower Base | No
B | SF1 | 775x775 FAB-S/S Shwr Tray Centre Waste | 1 | no | =GetRate("PLU",$A1,2) | 1 | =PRODUCT(C1*E1,F1) | =G1
B |  | Discount | =GetValue("Discount PLU San Ftg",3) | % | =SubTotal(G1:G1) | 1 | =PRODUCT(C2*E2,F2) | =G2
B |  | Waste and Fixings | =GetValue("Waste 2.5%",3) | % | =SubTotal(G1:G2) | 1 | =PRODUCT(C3*E3,F3) | =G3
B | 6009094033 | Fuller 770 Sanitary Trns 300gm | 1 | cq | =GetRate("PLU",$A4,2) | 0.5 | =PRODUCT(C4*E4,F4) | =G4
B |  | Discount | =GetValue("Discount 15%",3) | % | =SubTotal(G4:G4) | 1 | =PRODUCT(C5*E5,F5) | =G5
B |  | Waste and Fixings | =GetValue("Waste 5%",3) | % | =SubTotal(G4:G5) | 1 | =PRODUCT(C6*E6,F6) | =G6
B | Plumber | Plumber | 2 | hrs | =GetRate("LAB1",$A7,2) | 1 | =PRODUCT(C7*E7,F7) | =G7
B |  | Margin | =GetValue("Plumbers margin",3) | % | =SubTotal(G1:G7) | 1 | =PRODUCT(C8*E8,F8) | =G8
I | T27.15.057 | 775mm x 925mm, fabricated, centre waste | T27.15_PLU_Shower Base | No
B | SF3 | #775x925 FAB-S/S Shwr Tray Centre Waste | 1 | no | =GetRate("PLU",$A1,2) | 1 | =PRODUCT(C1*E1,F1) | =G1
B |  | Discount | =GetValue("Discount PLU San Ftg",3) | % | =SubTotal(G1:G1) | 1 | =PRODUCT(C2*E2,F2) | =G2
B |  | Waste and Fixings | =GetValue("Waste 2.5%",3) | % | =SubTotal(G1:G2) | 1 | =PRODUCT(C3*E3,F3) | =G3
B | 6009094033 | Fuller 770 Sanitary Trns 300gm | 1 | cq | =GetRate("PLU",$A4,2) | 0.5 | =PRODUCT(C4*E4,F4) | =G4
B |  | Discount | =GetValue("Discount 15%",3) | % | =SubTotal(G4:G4) | 1 | =PRODUCT(C5*E5,F5) | =G5
B |  | Waste and Fixings | =GetValue("Waste 5%",3) | % | =SubTotal(G4:G5) | 1 | =PRODUCT(C6*E6,F6) | =G6
B | Plumber | Plumber | 2 | hrs | =GetRate("LAB1",$A7,2) | 1 | =PRODUCT(C7*E7,F7) | =G7
B |  | Margin | =GetValue("Plumbers margin",3) | % | =SubTotal(G1:G7) | 1 | =PRODUCT(C8*E8,F8) | =G8
I | T27.15.065 | 925mm x 925mm, fabricated, with centre waste | T27.15_PLU_Shower Base | No
B | SF6 | #925x925 FAB-S/S Shwr Tray Centre Waste | 1 | no | =GetRate("PLU",$A1,2) | 1 | =PRODUCT(C1*E1,F1) | =G1
B |  | Discount | =GetValue("Discount PLU San Ftg",3) | % | =SubTotal(G1:G1) | 1 | =PRODUCT(C2*E2,F2) | =G2
B |  | Waste and Fixings | =GetValue("Waste 2.5%",3) | % | =SubTotal(G1:G2) | 1 | =PRODUCT(C3*E3,F3) | =G3
B | 6009094033 | Fuller 770 Sanitary Trns 300gm | 1 | cq | =GetRate("PLU",$A4,2) | 0.5 | =PRODUCT(C4*E4,F4) | =G4
B |  | Discount | =GetValue("Discount 15%",3) | % | =SubTotal(G4:G4) | 1 | =PRODUCT(C5*E5,F5) | =G5
B |  | Waste and Fixings | =GetValue("Waste 5%",3) | % | =SubTotal(G4:G5) | 1 | =PRODUCT(C6*E6,F6) | =G6
B | Plumber | Plumber | 2 | hrs | =GetRate("LAB1",$A7,2) | 1 | =PRODUCT(C7*E7,F7) | =G7
B |  | Margin | =GetValue("Plumbers margin",3) | % | =SubTotal(G1:G7) | 1 | =PRODUCT(C8*E8,F8) | =G8
I | T27.15.068 | 925mm x 925mm, fabricated, with right hand waste | T27.15_PLU_Shower Base | No
B | SF7 | 925x925 FAB-S/S Shwr Tra Right Hand Waste | 1 | no | =GetRate("PLU",$A1,2) | 1 | =PRODUCT(C1*E1,F1) | =G1
B |  | Discount | =GetValue("Discount PLU San Ftg",3) | % | =SubTotal(G1:G1) | 1 | =PRODUCT(C2*E2,F2) | =G2
B |  | Waste and Fixings | =GetValue("Waste 2.5%",3) | % | =SubTotal(G1:G2) | 1 | =PRODUCT(C3*E3,F3) | =G3
B | 6009094033 | Fuller 770 Sanitary Trns 300gm | 1 | cq | =GetRate("PLU",$A4,2) | 0.5 | =PRODUCT(C4*E4,F4) | =G4
B |  | Discount | =GetValue("Discount 15%",3) | % | =SubTotal(G4:G4) | 1 | =PRODUCT(C5*E5,F5) | =G5
B |  | Waste and Fixings | =GetValue("Waste 5%",3) | % | =SubTotal(G4:G5) | 1 | =PRODUCT(C6*E6,F6) | =G6
B | Plumber | Plumber | 2 | hrs | =GetRate("LAB1",$A7,2) | 1 | =PRODUCT(C7*E7,F7) | =G7
B |  | Margin | =GetValue("Plumbers margin",3) | % | =SubTotal(G1:G7) | 1 | =PRODUCT(C8*E8,F8) | =G8
I | T27.15.073 | 925mm x 925mm, pressed, with centre waste | T27.15_PLU_Shower Base | No
B | SP3 | 925x925 PRS-S/S Shwr Tray Centre Waste | 1 | no | =GetRate("PLU",$A1,2) | 1 | =PRODUCT(C1*E1,F1) | =G1
B |  | Discount | =GetValue("Discount PLU San Ftg",3) | % | =SubTotal(G1:G1) | 1 | =PRODUCT(C2*E2,F2) | =G2
B |  | Waste and Fixings | =GetValue("Waste 2.5%",3) | % | =SubTotal(G1:G2) | 1 | =PRODUCT(C3*E3,F3) | =G3
B | 6009094033 | Fuller 770 Sanitary Trns 300gm | 1 | cq | =GetRate("PLU",$A4,2) | 0.5 | =PRODUCT(C4*E4,F4) | =G4
B |  | Discount | =GetValue("Discount 15%",3) | % | =SubTotal(G4:G4) | 1 | =PRODUCT(C5*E5,F5) | =G5
B |  | Waste and Fixings | =GetValue("Waste 5%",3) | % | =SubTotal(G4:G5) | 1 | =PRODUCT(C6*E6,F6) | =G6
B | Plumber | Plumber | 2 | hrs | =GetRate("LAB1",$A7,2) | 1 | =PRODUCT(C7*E7,F7) | =G7
B |  | Margin | =GetValue("Plumbers margin",3) | % | =SubTotal(G1:G7) | 1 | =PRODUCT(C8*E8,F8) | =G8
I | T27.15.076 | 925mm x 925mm, fabricated, with easy clean waste | T27.15_PLU_Shower Base | No
B | SP3 | 925x925 PRS-S/S Shwr Tray Centre Waste | 1 | no | =GetRate("PLU",$A1,2) | 1 | =PRODUCT(C1*E1,F1) | =G1
B |  | Discount | =GetValue("Discount PLU San Ftg",3) | % | =SubTotal(G1:G1) | 1 | =PRODUCT(C2*E2,F2) | =G2
B |  | Waste and Fixings | =GetValue("Waste 2.5%",3) | % | =SubTotal(G1:G2) | 1 | =PRODUCT(C3*E3,F3) | =G3
B | 6009094033 | Fuller 770 Sanitary Trns 300gm | 1 | cq | =GetRate("PLU",$A4,2) | 0.5 | =PRODUCT(C4*E4,F4) | =G4
B |  | Discount | =GetValue("Discount 15%",3) | % | =SubTotal(G4:G4) | 1 | =PRODUCT(C5*E5,F5) | =G5
B |  | Waste and Fixings | =GetValue("Waste 5%",3) | % | =SubTotal(G4:G5) | 1 | =PRODUCT(C6*E6,F6) | =G6
B | Plumber | Plumber | 2 | hrs | =GetRate("LAB1",$A7,2) | 1 | =PRODUCT(C7*E7,F7) | =G7
B |  | Margin | =GetValue("Plumbers margin",3) | % | =SubTotal(G1:G7) | 1 | =PRODUCT(C8*E8,F8) | =G8
I | T27.16.001 | Emergency Showers and Eye Washes | T27.16_PLU_Emerg Shower
I | T27.16.005 | <b>Emergency Drench Shower</b> | T27.16_PLU_Emerg Shower
I | T27.16.009 | Wall mounted, pull operated | T27.16_PLU_Emerg Shower | No
B | ENW1050CP | Enware Wall Mounted Drench Shower Chrome | 1 | no | =GetRate("PLU",$A1,2) | 1 | =PRODUCT(C1*E1,F1) | =G1
B |  | Discount | =GetValue("Discount PLU San Ftg",3) | % | =SubTotal(G1:G1) | 1 | =PRODUCT(C2*E2,F2) | =G2
B |  | Waste and Fixings | =GetValue("Waste 2.5%",3) | % | =SubTotal(G1:G2) | 1 | =PRODUCT(C3*E3,F3) | =G3
B | Plumber | Plumber | 1.5 | hrs | =GetRate("LAB1",$A4,2) | 1 | =PRODUCT(C4*E4,F4) | =G4
B |  | Margin | =GetValue("Plumbers margin",3) | % | =SubTotal(G1:G4) | 1 | =PRODUCT(C5*E5,F5) | =G5
I | T27.16.013 | Stand alone, pull operated, with double eye wash and bowl | T27.16_PLU_Emerg Shower | No
B | ENW0180CP | Enware Ceiling Mounted Drench Shower Chrome | 1 | no | =GetRate("PLU",$A1,2) | 1 | =PRODUCT(C1*E1,F1) | =G1
B |  | Discount | =GetValue("Discount PLU San Ftg",3) | % | =SubTotal(G1:G1) | 1 | =PRODUCT(C2*E2,F2) | =G2
B |  | Waste and Fixings | =GetValue("Waste 2.5%",3) | % | =SubTotal(G1:G2) | 1 | =PRODUCT(C3*E3,F3) | =G3
B | Plumber | Plumber | 1.5 | hrs | =GetRate("LAB1",$A4,2) | 1 | =PRODUCT(C4*E4,F4) | =G4
B |  | Margin | =GetValue("Plumbers margin",3) | % | =SubTotal(G1:G4) | 1 | =PRODUCT(C5*E5,F5) | =G5
I | T27.16.017 | <b>Emergency Eye Wash Unit</b> | T27.16_PLU_Emerg Shower
I | T27.16.021 | Bench mounted, double, with trigger | T27.16_PLU_Emerg Shower | No
B | ENW420CP | EL 420 Enware Eye Wash Chrome | 1 | no | =GetRate("PLU",$A1,2) | 1 | =PRODUCT(C1*E1,F1) | =G1
B |  | Discount | =GetValue("Discount PLU San Ftg",3) | % | =SubTotal(G1:G1) | 1 | =PRODUCT(C2*E2,F2) | =G2
B |  | Waste and Fixings | =GetValue("Waste 2.5%",3) | % | =SubTotal(G1:G2) | 1 | =PRODUCT(C3*E3,F3) | =G3
B | Plumber | Plumber | 1.5 | hrs | =GetRate("LAB1",$A4,2) | 1 | =PRODUCT(C4*E4,F4) | =G4
B |  | Margin | =GetValue("Plumbers margin",3) | % | =SubTotal(G1:G4) | 1 | =PRODUCT(C5*E5,F5) | =G5
I | T27.17.001 | Basins: Wall | T27.17_PLU_Basin Wall
I | T27.17.005 | Rates include chrome waste outlet, plug, chain and stay. | T27.17_PLU_Basin Wall
I | T27.17.009 | Wall basins include brackets | T27.17_PLU_Basin Wall
I | T27.17.021 | <b>Wall Basin, SS,</b> Burns and Ferrall | T27.17_PLU_Basin Wall
I | T27.17.022 | WB1, 550mm x 400mm, 330mm dia bowl | T27.17_PLU_Basin Wall | No
B | WB1 | B&F WB1 550x400x125 Wash Basin c/w Brackets | 1 | no | =GetRate("PLU",$A1,2) | 1 | =PRODUCT(C1*E1,F1) | =G1
B |  | Discount | =GetValue("Discount PLU San Ftg",3) | % | =SubTotal(G1:G1) | 1 | =PRODUCT(C2*E2,F2) | =G2
B |  | Waste and Fixings | =GetValue("Waste 7.5%",3) | % | =SubTotal(G1:G2) | 1 | =PRODUCT(C3*E3,F3) | =G3
B | 96X40CP | 40mm Brass Nut LT Basin Waste Chrome | 1 | no | =GetRate("PLU",$A4,2) | 1 | =PRODUCT(C4*E4,F4) | =G4
B |  | Discount | =GetValue("Discount 15%",3) | % | =SubTotal(G4:G4) | 1 | =PRODUCT(C5*E5,F5) | =G5
B |  | Waste and Fixings | =GetValue("Waste 7.5%",3) | % | =SubTotal(G4:G5) | 1 | =PRODUCT(C6*E6,F6) | =G6
B | Plumber | Plumber | 1.75 | hrs | =GetRate("LAB1",$A7,2) | 1 | =PRODUCT(C7*E7,F7) | =G7
B |  | Margin | =GetValue("Plumbers margin",3) | % | =SubTotal(G1:G7) | 1 | =PRODUCT(C8*E8,F8) | =G8
I | T27.17.023 | WB2 or WB3, square or rounded, 360mm x 360mm, 280mm dia bowl | T27.17_PLU_Basin Wall | No
B | WB2 | B&F WB2 360x360x120 Wash Basin c/w Brackets | 1 | no | =GetRate("PLU",$A1,2) | 1 | =PRODUCT(C1*E1,F1) | =G1
B |  | Discount | =GetValue("Discount PLU San Ftg",3) | % | =SubTotal(G1:G1) | 1 | =PRODUCT(C2*E2,F2) | =G2
B |  | Waste and Fixings | =GetValue("Waste 7.5%",3) | % | =SubTotal(G1:G2) | 1 | =PRODUCT(C3*E3,F3) | =G3
B | 96X40CP | 40mm Brass Nut LT Basin Waste Chrome | 1 | no | =GetRate("PLU",$A4,2) | 1 | =PRODUCT(C4*E4,F4) | =G4
B |  | Discount | =GetValue("Discount 15%",3) | % | =SubTotal(G4:G4) | 1 | =PRODUCT(C5*E5,F5) | =G5
B |  | Waste and Fixings | =GetValue("Waste 7.5%",3) | % | =SubTotal(G4:G5) | 1 | =PRODUCT(C6*E6,F6) | =G6
B | Plumber | Plumber | 1.75 | hrs | =GetRate("LAB1",$A7,2) | 1 | =PRODUCT(C7*E7,F7) | =G7
B |  | Margin | =GetValue("Plumbers margin",3) | % | =SubTotal(G1:G7) | 1 | =PRODUCT(C8*E8,F8) | =G8
I | T27.17.025 | WB6, 520mm x 400mm | T27.17_PLU_Basin Wall | No
B | WB6 | B&F WB6 520x400x150 Wash Basin c/w Brackets | 1 | no | =GetRate("PLU",$A1,2) | 1 | =PRODUCT(C1*E1,F1) | =G1
B |  | Discount | =GetValue("Discount PLU San Ftg",3) | % | =SubTotal(G1:G1) | 1 | =PRODUCT(C2*E2,F2) | =G2
B |  | Waste and Fixings | =GetValue("Waste 7.5%",3) | % | =SubTotal(G1:G2) | 1 | =PRODUCT(C3*E3,F3) | =G3
B | 96X40CP | 40mm Brass Nut LT Basin Waste Chrome | 1 | no | =GetRate("PLU",$A4,2) | 1 | =PRODUCT(C4*E4,F4) | =G4
B |  | Discount | =GetValue("Discount 15%",3) | % | =SubTotal(G4:G4) | 1 | =PRODUCT(C5*E5,F5) | =G5
B |  | Waste and Fixings | =GetValue("Waste 7.5%",3) | % | =SubTotal(G4:G5) | 1 | =PRODUCT(C6*E6,F6) | =G6
B | Plumber | Plumber | 1.75 | hrs | =GetRate("LAB1",$A7,2) | 1 | =PRODUCT(C7*E7,F7) | =G7
B |  | Margin | =GetValue("Plumbers margin",3) | % | =SubTotal(G1:G7) | 1 | =PRODUCT(C8*E8,F8) | =G8
I | T27.17.029 | <b>Wall Basin, VC</b> | T27.17_PLU_Basin Wall
I | T27.17.033 | Toto Le Muse Corner, 510mm x 605mm | T27.17_PLU_Basin Wall | No
B | FWLTWEWH1 | Toto Le Muse Corner Basin White 510x605mm | 1 | no | =GetRate("PLU",$A1,2) | 1 | =PRODUCT(C1*E1,F1) | =G1
B |  | Discount | =GetValue("Discount PLU San Ftg",3) | % | =SubTotal(G1:G1) | 1 | =PRODUCT(C2*E2,F2) | =G2
B |  | Waste and Fixings | =GetValue("Waste 7.5%",3) | % | =SubTotal(G1:G2) | 1 | =PRODUCT(C3*E3,F3) | =G3
B | Plumber | Plumber | 1.75 | hrs | =GetRate("LAB1",$A4,2) | 1 | =PRODUCT(C4*E4,F4) | =G4
B |  | Margin | =GetValue("Plumbers margin",3) | % | =SubTotal(G1:G4) | 1 | =PRODUCT(C5*E5,F5) | =G5
I | T27.17.037 | Fowler Semi-Recessed, 555mm x 410mm | T27.17_PLU_Basin Wall | No
B | FWLREGMINIWH1 | Fowler Regent 1th S/R Vanity Basin White | 1 | no | =GetRate("PLU",$A1,2) | 1 | =PRODUCT(C1*E1,F1) | =G1
B |  | Discount | =GetValue("Discount PLU San Ftg",3) | % | =SubTotal(G1:G1) | 1 | =PRODUCT(C2*E2,F2) | =G2
B |  | Waste and Fixings | =GetValue("Waste 7.5%",3) | % | =SubTotal(G1:G2) | 1 | =PRODUCT(C3*E3,F3) | =G3
B | Plumber | Plumber | 1.75 | hrs | =GetRate("LAB1",$A4,2) | 1 | =PRODUCT(C4*E4,F4) | =G4
B |  | Margin | =GetValue("Plumbers margin",3) | % | =SubTotal(G1:G4) | 1 | =PRODUCT(C5*E5,F5) | =G5
I | T27.17.041 | Caroma Integra, 500mm x 430mm | T27.17_PLU_Basin Wall | No
B | V596WH1 | Caroma Integra Trap 500 Basin c/w Bkt White - 1th | 1 | no | =GetRate("PLU",$A1,2) | 1 | =PRODUCT(C1*E1,F1) | =G1
B |  | Discount | =GetValue("Discount PLU San Ftg",3) | % | =SubTotal(G1:G1) | 1 | =PRODUCT(C2*E2,F2) | =G2
B |  | Waste and Fixings | =GetValue("Waste 7.5%",3) | % | =SubTotal(G1:G2) | 1 | =PRODUCT(C3*E3,F3) | =G3
B | Plumber | Plumber | 1.75 | hrs | =GetRate("LAB1",$A4,2) | 1 | =PRODUCT(C4*E4,F4) | =G4
B |  | Margin | =GetValue("Plumbers margin",3) | % | =SubTotal(G1:G4) | 1 | =PRODUCT(C5*E5,F5) | =G5
I | T27.17.045 | <b>Wall Basin, VC,</b> with full pedestal | T27.17_PLU_Basin Wall
I | T27.17.049 | Caroma Caravelle, 550mm, with one or three tap holes | T27.17_PLU_Basin Wall | No
B | FWLREG545WH1 | Caroma Caravelle 550 Wall Basin c/w Bkt White-1th | 1 | no | =GetRate("PLU",$A1,2) | 1 | =PRODUCT(C1*E1,F1) | =G1
B |  | Discount | =GetValue("Discount PLU San Ftg",3) | % | =SubTotal(G1:G1) | 1 | =PRODUCT(C2*E2,F2) | =G2
B |  | Waste and Fixings | =GetValue("Waste 7.5%",3) | % | =SubTotal(G1:G2) | 1 | =PRODUCT(C3*E3,F3) | =G3
B | 639900W-WH | Caroma Pedestal White for Concorde/Caravelle/Cosmo | 1 | no | =GetRate("PLU",$A4,2) | 1 | =PRODUCT(C4*E4,F4) | =G4
B |  | Discount | =GetValue("Discount PLU San Ftg",3) | % | =SubTotal(G4:G4) | 1 | =PRODUCT(C5*E5,F5) | =G5
B |  | Waste and Fixings | =GetValue("Waste 7.5%",3) | % | =SubTotal(G4:G5) | 1 | =PRODUCT(C6*E6,F6) | =G6
B | 96X40CP | 40mm Brass Nut LT Basin Waste Chrome | 1 | no | =GetRate("PLU",$A7,2) | 1 | =PRODUCT(C7*E7,F7) | =G7
B |  | Discount | =GetValue("Discount 15%",3) | % | =SubTotal(G7:G7) | 1 | =PRODUCT(C8*E8,F8) | =G8
B |  | Waste and Fixings | =GetValue("Waste 7.5%",3) | % | =SubTotal(G7:G8) | 1 | =PRODUCT(C9*E9,F9) | =G9
B | Plumber | Plumber | 1.75 | hrs | =GetRate("LAB1",$A10,2) | 1 | =PRODUCT(C10*E10,F10) | =G10
B |  | Margin | =GetValue("Plumbers margin",3) | % | =SubTotal(G1:G10) | 1 | =PRODUCT(C11*E11,F11) | =G11
I | T27.17.053 | Caroma Venecia 500, 500mm x 390mm | T27.17_PLU_Basin Wall | No
B | CRMW40301'WH | Venecia 500 Wall Basin 1TH White | 1 | no | =GetRate("PLU",$A1,2) | 1 | =PRODUCT(C1*E1,F1) | =G1
B |  | Discount | =GetValue("Discount PLU San Ftg",3) | % | =SubTotal(G1:G1) | 1 | =PRODUCT(C2*E2,F2) | =G2
B |  | Waste and Fixings | =GetValue("Waste 7.5%",3) | % | =SubTotal(G1:G2) | 1 | =PRODUCT(C3*E3,F3) | =G3
B | CRMW49100'WH | Venecia Pedestal White | 1 | no | =GetRate("PLU",$A4,2) | 1 | =PRODUCT(C4*E4,F4) | =G4
B |  | Discount | =GetValue("Discount PLU San Ftg",3) | % | =SubTotal(G4:G4) | 1 | =PRODUCT(C5*E5,F5) | =G5
B |  | Waste and Fixings | =GetValue("Waste 7.5%",3) | % | =SubTotal(G4:G5) | 1 | =PRODUCT(C6*E6,F6) | =G6
B | 96X40CP | 40mm Brass Nut LT Basin Waste Chrome | 1 | no | =GetRate("PLU",$A7,2) | 1 | =PRODUCT(C7*E7,F7) | =G7
B |  | Discount | =GetValue("Discount 15%",3) | % | =SubTotal(G7:G7) | 1 | =PRODUCT(C8*E8,F8) | =G8
B |  | Waste and Fixings | =GetValue("Waste 7.5%",3) | % | =SubTotal(G7:G8) | 1 | =PRODUCT(C9*E9,F9) | =G9
B | Plumber | Plumber | 1.75 | hrs | =GetRate("LAB1",$A10,2) | 1 | =PRODUCT(C10*E10,F10) | =G10
B |  | Margin | =GetValue("Plumbers margin",3) | % | =SubTotal(G1:G10) | 1 | =PRODUCT(C11*E11,F11) | =G11
I | T27.17.057 | Caroma Cosmo, 500mm x 440mm | T27.17_PLU_Basin Wall | No
B | 861515W-WH | Caroma Cosmo Wall Basin 1TH White | 1 | no | =GetRate("PLU",$A1,2) | 1 | =PRODUCT(C1*E1,F1) | =G1
B |  | Discount | =GetValue("Discount PLU San Ftg",3) | % | =SubTotal(G1:G1) | 1 | =PRODUCT(C2*E2,F2) | =G2
B |  | Waste and Fixings | =GetValue("Waste 7.5%",3) | % | =SubTotal(G1:G2) | 1 | =PRODUCT(C3*E3,F3) | =G3
B | 639900W-WH | Caroma Pedestal White for Concorde/Caravelle/Cosmo | 1 | no | =GetRate("PLU",$A4,2) | 1 | =PRODUCT(C4*E4,F4) | =G4
B |  | Discount | =GetValue("Discount PLU San Ftg",3) | % | =SubTotal(G4:G4) | 1 | =PRODUCT(C5*E5,F5) | =G5
B |  | Waste and Fixings | =GetValue("Waste 7.5%",3) | % | =SubTotal(G4:G5) | 1 | =PRODUCT(C6*E6,F6) | =G6
B | 96X40CP | 40mm Brass Nut LT Basin Waste Chrome | 1 | no | =GetRate("PLU",$A7,2) | 1 | =PRODUCT(C7*E7,F7) | =G7
B |  | Discount | =GetValue("Discount 15%",3) | % | =SubTotal(G7:G7) | 1 | =PRODUCT(C8*E8,F8) | =G8
B |  | Waste and Fixings | =GetValue("Waste 7.5%",3) | % | =SubTotal(G7:G8) | 1 | =PRODUCT(C9*E9,F9) | =G9
B | Plumber | Plumber | 1.75 | hrs | =GetRate("LAB1",$A10,2) | 1 | =PRODUCT(C10*E10,F10) | =G10
B |  | Margin | =GetValue("Plumbers margin",3) | % | =SubTotal(G1:G10) | 1 | =PRODUCT(C11*E11,F11) | =G11
I | T27.18.001 | Basins: Vanity | T27.18_PLU_Basin Vanity
I | T27.18.005 | <b>Vanity Basin, Acrylic,</b> | T27.18_PLU_Basin Vanity
I | T27.18.014 | Clearlite WB22, 500mm x 215mm slimline | T27.18_PLU_Basin Vanity | No
B | 322000016 | WB22 Basin 1 Tap Hole LH White | 1 | no | =GetRate("PLU",$A1,2) | 1 | =PRODUCT(C1*E1,F1) | =G1
B |  | Discount | =GetValue("Discount PLU San Ftg",3) | % | =SubTotal(G1:G1) | 1 | =PRODUCT(C2*E2,F2) | =G2
B |  | Waste and Fixings | =GetValue("Waste 7.5%",3) | % | =SubTotal(G1:G2) | 1 | =PRODUCT(C3*E3,F3) | =G3
B | 96X40CP | 40mm Brass Nut LT Basin Waste Chrome | 1 | no | =GetRate("PLU",$A4,2) | 1 | =PRODUCT(C4*E4,F4) | =G4
B |  | Discount | =GetValue("Discount 15%",3) | % | =SubTotal(G4:G4) | 1 | =PRODUCT(C5*E5,F5) | =G5
B |  | Waste and Fixings | =GetValue("Waste 7.5%",3) | % | =SubTotal(G4:G5) | 1 | =PRODUCT(C6*E6,F6) | =G6
B | Plumber | Plumber | 1.7 | hrs | =GetRate("LAB1",$A7,2) | 1 | =PRODUCT(C7*E7,F7) | =G7
B |  | Margin | =GetValue("Plumbers margin",3) | % | =SubTotal(G1:G7) | 1 | =PRODUCT(C8*E8,F8) | =G8
I | T27.18.015 | St. Michel Palo 750mm x 460mm | T27.18_PLU_Basin Vanity | No
B | O6201 | 750 Palo Top | 1 | no | =GetRate("PLU",$A1,2) | 1 | =PRODUCT(C1*E1,F1) | =G1
B |  | Discount | =GetValue("Discount PLU San Ftg",3) | % | =SubTotal(G1:G1) | 1 | =PRODUCT(C2*E2,F2) | =G2
B |  | Waste and Fixings | =GetValue("Waste 7.5%",3) | % | =SubTotal(G1:G2) | 1 | =PRODUCT(C3*E3,F3) | =G3
B | 96X40CP | 40mm Brass Nut LT Basin Waste Chrome | 1 | no | =GetRate("PLU",$A4,2) | 1 | =PRODUCT(C4*E4,F4) | =G4
B |  | Discount | =GetValue("Discount 15%",3) | % | =SubTotal(G4:G4) | 1 | =PRODUCT(C5*E5,F5) | =G5
B |  | Waste and Fixings | =GetValue("Waste 7.5%",3) | % | =SubTotal(G4:G5) | 1 | =PRODUCT(C6*E6,F6) | =G6
B | Plumber | Plumber | 1.7 | hrs | =GetRate("LAB1",$A7,2) | 1 | =PRODUCT(C7*E7,F7) | =G7
B |  | Margin | =GetValue("Plumbers margin",3) | % | =SubTotal(G1:G7) | 1 | =PRODUCT(C8*E8,F8) | =G8
I | T27.18.017 | <b>Vanity Basin, VC,</b> Caroma | T27.18_PLU_Basin Vanity
I | T27.18.021 | Caravelle, 550mm x 435mm | T27.18_PLU_Basin Vanity | No
B | V659_71WH1 | Caravelle 550 Semi-Recess Basin c/w Bkt White-1TH | 1 | no | =GetRate("PLU",$A1,2) | 1 | =PRODUCT(C1*E1,F1) | =G1
B |  | Discount | =GetValue("Discount PLU San Ftg",3) | % | =SubTotal(G1:G1) | 1 | =PRODUCT(C2*E2,F2) | =G2
B |  | Waste and Fixings | =GetValue("Waste 7.5%",3) | % | =SubTotal(G1:G2) | 1 | =PRODUCT(C3*E3,F3) | =G3
B | 96X40CP | 40mm Brass Nut LT Basin Waste Chrome | 1 | no | =GetRate("PLU",$A4,2) | 1 | =PRODUCT(C4*E4,F4) | =G4
B |  | Discount | =GetValue("Discount 15%",3) | % | =SubTotal(G4:G4) | 1 | =PRODUCT(C5*E5,F5) | =G5
B |  | Waste and Fixings | =GetValue("Waste 7.5%",3) | % | =SubTotal(G4:G5) | 1 | =PRODUCT(C6*E6,F6) | =G6
B | Plumber | Plumber | 1.7 | hrs | =GetRate("LAB1",$A7,2) | 1 | =PRODUCT(C7*E7,F7) | =G7
B |  | Margin | =GetValue("Plumbers margin",3) | % | =SubTotal(G1:G7) | 1 | =PRODUCT(C8*E8,F8) | =G8
I | T27.18.025 | Cameo, 545mm x 425mm | T27.18_PLU_Basin Vanity | No
B | V578WH1 | Caroma Cameo Vanity Basin White - 1th | 1 | no | =GetRate("PLU",$A1,2) | 1 | =PRODUCT(C1*E1,F1) | =G1
B |  | Discount | =GetValue("Discount PLU San Ftg",3) | % | =SubTotal(G1:G1) | 1 | =PRODUCT(C2*E2,F2) | =G2
B |  | Waste and Fixings | =GetValue("Waste 7.5%",3) | % | =SubTotal(G1:G2) | 1 | =PRODUCT(C3*E3,F3) | =G3
B | 96X40CP | 40mm Brass Nut LT Basin Waste Chrome | 1 | no | =GetRate("PLU",$A4,2) | 1 | =PRODUCT(C4*E4,F4) | =G4
B |  | Discount | =GetValue("Discount 15%",3) | % | =SubTotal(G4:G4) | 1 | =PRODUCT(C5*E5,F5) | =G5
B |  | Waste and Fixings | =GetValue("Waste 7.5%",3) | % | =SubTotal(G4:G5) | 1 | =PRODUCT(C6*E6,F6) | =G6
B | Plumber | Plumber | 1.7 | hrs | =GetRate("LAB1",$A7,2) | 1 | =PRODUCT(C7*E7,F7) | =G7
B |  | Margin | =GetValue("Plumbers margin",3) | % | =SubTotal(G1:G7) | 1 | =PRODUCT(C8*E8,F8) | =G8
I | T27.18.029 | Luna, 450mm x 380mm | T27.18_PLU_Basin Vanity | No
B | 873615W | Luna S/Recessed 1TH O/Flow | 1 | no | =GetRate("PLU",$A1,2) | 1 | =PRODUCT(C1*E1,F1) | =G1
B |  | Discount | =GetValue("Discount PLU San Ftg",3) | % | =SubTotal(G1:G1) | 1 | =PRODUCT(C2*E2,F2) | =G2
B |  | Waste and Fixings | =GetValue("Waste 7.5%",3) | % | =SubTotal(G1:G2) | 1 | =PRODUCT(C3*E3,F3) | =G3
B | 96X40CP | 40mm Brass Nut LT Basin Waste Chrome | 1 | no | =GetRate("PLU",$A4,2) | 1 | =PRODUCT(C4*E4,F4) | =G4
B |  | Discount | =GetValue("Discount 15%",3) | % | =SubTotal(G4:G4) | 1 | =PRODUCT(C5*E5,F5) | =G5
B |  | Waste and Fixings | =GetValue("Waste 7.5%",3) | % | =SubTotal(G4:G5) | 1 | =PRODUCT(C6*E6,F6) | =G6
B | Plumber | Plumber | 1.7 | hrs | =GetRate("LAB1",$A7,2) | 1 | =PRODUCT(C7*E7,F7) | =G7
B |  | Margin | =GetValue("Plumbers margin",3) | % | =SubTotal(G1:G7) | 1 | =PRODUCT(C8*E8,F8) | =G8
I | T27.18.033 | <b>Vanity Basin, Compact composite,</b> Clearlite | T27.18_PLU_Basin Vanity
I | T27.18.037 | Mimas, 500mm x 250mm | T27.18_PLU_Basin Vanity | No
B | 5105000 | Mimas Top Only RH TH | 1 | no | =GetRate("PLU",$A1,2) | 1 | =PRODUCT(C1*E1,F1) | =G1
B |  | Discount | =GetValue("Discount PLU San Ftg",3) | % | =SubTotal(G1:G1) | 1 | =PRODUCT(C2*E2,F2) | =G2
B |  | Waste and Fixings | =GetValue("Waste 7.5%",3) | % | =SubTotal(G1:G2) | 1 | =PRODUCT(C3*E3,F3) | =G3
B | 96X40CP | 40mm Brass Nut LT Basin Waste Chrome | 1 | no | =GetRate("PLU",$A4,2) | 1 | =PRODUCT(C4*E4,F4) | =G4
B |  | Discount | =GetValue("Discount 15%",3) | % | =SubTotal(G4:G4) | 1 | =PRODUCT(C5*E5,F5) | =G5
B |  | Waste and Fixings | =GetValue("Waste 7.5%",3) | % | =SubTotal(G4:G5) | 1 | =PRODUCT(C6*E6,F6) | =G6
B | Plumber | Plumber | 1.7 | hrs | =GetRate("LAB1",$A7,2) | 1 | =PRODUCT(C7*E7,F7) | =G7
B |  | Margin | =GetValue("Plumbers margin",3) | % | =SubTotal(G1:G7) | 1 | =PRODUCT(C8*E8,F8) | =G8
I | T27.19.001 | Basins: Wash Troughs | T27.19_PLU_Basin Trough
I | T27.19.005 | <b>Franke Wash Trough,</b> wall mounted, with brackets | T27.19_PLU_Basin Trough
I | T27.19.009 | 600mm long | T27.19_PLU_Basin Trough | No
B | FR-ECN6L | FRANKE ECN WASH TROUGH 600 LONG | 1 | each | =GetRate("PLU",$A1,2) | 1 | =PRODUCT(C1*E1,F1) | =G1
B |  | Discount | =GetValue("Discount PLU San Ftg",3) | % | =SubTotal(G1:G1) | 1 | =PRODUCT(C2*E2,F2) | =G2
B |  | Waste and Fixings | =GetValue("Waste 7.5%",3) | % | =SubTotal(G1:G2) | 1 | =PRODUCT(C3*E3,F3) | =G3
B | 96X40CP | 40mm Brass Nut LT Basin Waste Chrome | 1 | no | =GetRate("PLU",$A4,2) | 1 | =PRODUCT(C4*E4,F4) | =G4
B |  | Discount | =GetValue("Discount 15%",3) | % | =SubTotal(G4:G4) | 1 | =PRODUCT(C5*E5,F5) | =G5
B |  | Waste and Fixings | =GetValue("Waste 7.5%",3) | % | =SubTotal(G4:G5) | 1 | =PRODUCT(C6*E6,F6) | =G6
B | Plumber | Plumber | 1.75 | hrs | =GetRate("LAB1",$A7,2) | 1 | =PRODUCT(C7*E7,F7) | =G7
B |  | Margin | =GetValue("Plumbers margin",3) | % | =SubTotal(G1:G7) | 1 | =PRODUCT(C8*E8,F8) | =G8
I | T27.19.013 | 1200mm long | T27.19_PLU_Basin Trough | No
B | FR-ECN12L | FRANKE ECN WASH TROUGH 1200 LONG | 1 | each | =GetRate("PLU",$A1,2) | 1 | =PRODUCT(C1*E1,F1) | =G1
B |  | Discount | =GetValue("Discount PLU San Ftg",3) | % | =SubTotal(G1:G1) | 1 | =PRODUCT(C2*E2,F2) | =G2
B |  | Waste and Fixings | =GetValue("Waste 7.5%",3) | % | =SubTotal(G1:G2) | 1 | =PRODUCT(C3*E3,F3) | =G3
B | 96X40CP | 40mm Brass Nut LT Basin Waste Chrome | 1 | no | =GetRate("PLU",$A4,2) | 1 | =PRODUCT(C4*E4,F4) | =G4
B |  | Discount | =GetValue("Discount 15%",3) | % | =SubTotal(G4:G4) | 1 | =PRODUCT(C5*E5,F5) | =G5
B |  | Waste and Fixings | =GetValue("Waste 7.5%",3) | % | =SubTotal(G4:G5) | 1 | =PRODUCT(C6*E6,F6) | =G6
B | Plumber | Plumber | 2 | hrs | =GetRate("LAB1",$A7,2) | 1 | =PRODUCT(C7*E7,F7) | =G7
B |  | Margin | =GetValue("Plumbers margin",3) | % | =SubTotal(G1:G7) | 1 | =PRODUCT(C8*E8,F8) | =G8
I | T27.19.017 | 1800mm long | T27.19_PLU_Basin Trough | No
B | FR-ECN18L | FRANKE ECN WASH TROUGH 1800 LONG | 1 | each | =GetRate("PLU",$A1,2) | 1 | =PRODUCT(C1*E1,F1) | =G1
B |  | Discount | =GetValue("Discount PLU San Ftg",3) | % | =SubTotal(G1:G1) | 1 | =PRODUCT(C2*E2,F2) | =G2
B |  | Waste and Fixings | =GetValue("Waste 7.5%",3) | % | =SubTotal(G1:G2) | 1 | =PRODUCT(C3*E3,F3) | =G3
B | 96X40CP | 40mm Brass Nut LT Basin Waste Chrome | 1 | no | =GetRate("PLU",$A4,2) | 1 | =PRODUCT(C4*E4,F4) | =G4
B |  | Discount | =GetValue("Discount 15%",3) | % | =SubTotal(G4:G4) | 1 | =PRODUCT(C5*E5,F5) | =G5
B |  | Waste and Fixings | =GetValue("Waste 7.5%",3) | % | =SubTotal(G4:G5) | 1 | =PRODUCT(C6*E6,F6) | =G6
B | Plumber | Plumber | 2.5 | hrs | =GetRate("LAB1",$A7,2) | 1 | =PRODUCT(C7*E7,F7) | =G7
B |  | Margin | =GetValue("Plumbers margin",3) | % | =SubTotal(G1:G7) | 1 | =PRODUCT(C8*E8,F8) | =G8
I | T27.20.001 | Basins: Heavy Duty | T27.20_PLU_Basin HD
I | T27.20.013 | <b>Franke heavy duty basin,</b> wall mounted, shrouded | T27.20_PLU_Basin HD
I | T27.20.021 | Security basin, with splashback | T27.20_PLU_Basin HD | No
B | FR-ANMX452 | SECURITY BASIN | 1 | each | =GetRate("PLU",$A1,2) | 1 | =PRODUCT(C1*E1,F1) | =G1
B |  | Discount | =GetValue("Discount PLU San Ftg",3) | % | =SubTotal(G1:G1) | 1 | =PRODUCT(C2*E2,F2) | =G2
B |  | Waste and Fixings | =GetValue("Waste 7.5%",3) | % | =SubTotal(G1:G2) | 1 | =PRODUCT(C3*E3,F3) | =G3
B | 96X40CP | 40mm Brass Nut LT Basin Waste Chrome | 1 | no | =GetRate("PLU",$A4,2) | 1 | =PRODUCT(C4*E4,F4) | =G4
B |  | Discount | =GetValue("Discount 15%",3) | % | =SubTotal(G4:G4) | 1 | =PRODUCT(C5*E5,F5) | =G5
B |  | Waste and Fixings | =GetValue("Waste 7.5%",3) | % | =SubTotal(G4:G5) | 1 | =PRODUCT(C6*E6,F6) | =G6
B | Plumber | Plumber | 1.75 | hrs | =GetRate("LAB1",$A7,2) | 1 | =PRODUCT(C7*E7,F7) | =G7
B |  | Margin | =GetValue("Plumbers margin",3) | % | =SubTotal(G1:G7) | 1 | =PRODUCT(C8*E8,F8) | =G8
I | T27.20.025 | Guardian basin | T27.20_PLU_Basin HD | No
B | FR-ANMX450 | GUARDIAN BASIN | 1 | each | =GetRate("PLU",$A1,2) | 1 | =PRODUCT(C1*E1,F1) | =G1
B |  | Discount | =GetValue("Discount PLU San Ftg",3) | % | =SubTotal(G1:G1) | 1 | =PRODUCT(C2*E2,F2) | =G2
B |  | Waste and Fixings | =GetValue("Waste 7.5%",3) | % | =SubTotal(G1:G2) | 1 | =PRODUCT(C3*E3,F3) | =G3
B | 96X40CP | 40mm Brass Nut LT Basin Waste Chrome | 1 | no | =GetRate("PLU",$A4,2) | 1 | =PRODUCT(C4*E4,F4) | =G4
B |  | Discount | =GetValue("Discount 15%",3) | % | =SubTotal(G4:G4) | 1 | =PRODUCT(C5*E5,F5) | =G5
B |  | Waste and Fixings | =GetValue("Waste 7.5%",3) | % | =SubTotal(G4:G5) | 1 | =PRODUCT(C6*E6,F6) | =G6
B | Plumber | Plumber | 2 | hrs | =GetRate("LAB1",$A7,2) | 1 | =PRODUCT(C7*E7,F7) | =G7
B |  | Margin | =GetValue("Plumbers margin",3) | % | =SubTotal(G1:G7) | 1 | =PRODUCT(C8*E8,F8) | =G8
I | T27.21.001 | Vanity Units | T27.21_PLU_Vanity
I | T27.21.005 | Rates exclude tapware, waste, trap and piping. | T27.21_PLU_Vanity
I | T27.21.009 | Styles and prices of vanities can vary considerably. For more options, refer to merchants. | T27.21_PLU_Vanity
I | T27.21.013 | <b>Vanity Unit,</b> floor standing, coloured, with white acrylic top and basin | T27.21_PLU_Vanity
I | T27.21.017 | 750mm, 2 drawers | T27.21_PLU_Vanity | No
B | PM_35BTH_016 | NEO VANITY 750 2DR LEGS WOODGR | 1 | ea | =GetRate("SUP1",$A1,2) | 1 | =PRODUCT(C1*E1,F1) | =G1
B |  | Discount | =GetValue("Discount 7.5%",3) | % | =SubTotal(G1:G1) | 1 | =PRODUCT(C2*E2,F2) | =G2
B |  | Waste | =GetValue("Waste 7.5%",3) | % | =SubTotal(G1:G2) | 1 | =PRODUCT(C3*E3,F3) | =G3
B | CarpA | Carpenter | 1.5 | hour | =GetRate("LAB1",$A4,2) | 1 | =PRODUCT(C4*E4,F4) | =G4
B |  | Margin | =GetValue("Plumbers margin",3) | % | =SubTotal(G1:G4) | 1 | =PRODUCT(C5*E5,F5) | =G5
I | T27.21.021 | 950mm, 2 drawers | T27.21_PLU_Vanity | No
B | PM_35BTH_019 | NEO VANITY 950 2DR LEGS WOODGR | 1 | ea | =GetRate("SUP1",$A1,2) | 1 | =PRODUCT(C1*E1,F1) | =G1
B |  | Discount | =GetValue("Discount 7.5%",3) | % | =SubTotal(G1:G1) | 1 | =PRODUCT(C2*E2,F2) | =G2
B |  | Waste | =GetValue("Waste 7.5%",3) | % | =SubTotal(G1:G2) | 1 | =PRODUCT(C3*E3,F3) | =G3
B | CarpA | Carpenter | 2 | hour | =GetRate("LAB1",$A4,2) | 1 | =PRODUCT(C4*E4,F4) | =G4
B |  | Margin | =GetValue("Plumbers margin",3) | % | =SubTotal(G1:G4) | 1 | =PRODUCT(C5*E5,F5) | =G5
I | T27.21.025 | 1250mm, double basin, 2 drawers | T27.21_PLU_Vanity | No
B | PM_35BTH_022 | NEO VANITY DBL 1250 2DR LEGS D/SHELL WOODGR | 1 | ea | =GetRate("SUP1",$A1,2) | 1 | =PRODUCT(C1*E1,F1) | =G1
B |  | Discount | =GetValue("Discount 7.5%",3) | % | =SubTotal(G1:G1) | 1 | =PRODUCT(C2*E2,F2) | =G2
B |  | Waste | =GetValue("Waste 7.5%",3) | % | =SubTotal(G1:G2) | 1 | =PRODUCT(C3*E3,F3) | =G3
B | CarpA | Carpenter | 2.5 | hour | =GetRate("LAB1",$A4,2) | 1 | =PRODUCT(C4*E4,F4) | =G4
B |  | Margin | =GetValue("Plumbers margin",3) | % | =SubTotal(G1:G4) | 1 | =PRODUCT(C5*E5,F5) | =G5
I | T27.21.029 | <b>Vanity Unit,</b> wall hung, coloured, with white acrylic top and basin | T27.21_PLU_Vanity
I | T27.21.033 | 750mm, single drawer | T27.21_PLU_Vanity | No
B | PM_35BTH_001 | NEO VANITY 750 1DR WALL WOODGR | 1 | ea | =GetRate("SUP1",$A1,2) | 1 | =PRODUCT(C1*E1,F1) | =G1
B |  | Discount | =GetValue("Discount 7.5%",3) | % | =SubTotal(G1:G1) | 1 | =PRODUCT(C2*E2,F2) | =G2
B |  | Waste | =GetValue("Waste 7.5%",3) | % | =SubTotal(G1:G2) | 1 | =PRODUCT(C3*E3,F3) | =G3
B | CarpA | Carpenter | 1.5 | hour | =GetRate("LAB1",$A4,2) | 1 | =PRODUCT(C4*E4,F4) | =G4
B |  | Margin | =GetValue("Plumbers margin",3) | % | =SubTotal(G1:G4) | 1 | =PRODUCT(C5*E5,F5) | =G5
I | T27.21.037 | 950mm, single drawer | T27.21_PLU_Vanity | No
B | PM_35BTH_004 | NEO VANITY 950 1DR WALL WOODGR | 1 | ea | =GetRate("SUP1",$A1,2) | 1 | =PRODUCT(C1*E1,F1) | =G1
B |  | Discount | =GetValue("Discount 7.5%",3) | % | =SubTotal(G1:G1) | 1 | =PRODUCT(C2*E2,F2) | =G2
B |  | Waste | =GetValue("Waste 7.5%",3) | % | =SubTotal(G1:G2) | 1 | =PRODUCT(C3*E3,F3) | =G3
B | CarpA | Carpenter | 2 | hour | =GetRate("LAB1",$A4,2) | 1 | =PRODUCT(C4*E4,F4) | =G4
B |  | Margin | =GetValue("Plumbers margin",3) | % | =SubTotal(G1:G4) | 1 | =PRODUCT(C5*E5,F5) | =G5
I | T27.21.041 | 1250mm, double basin, single drawer | T27.21_PLU_Vanity | No
B | PM_35BTH_007 | NEO VANITY DBL 1250 1DR WALL WOODGR | 1 | ea | =GetRate("SUP1",$A1,2) | 1 | =PRODUCT(C1*E1,F1) | =G1
B |  | Discount | =GetValue("Discount 7.5%",3) | % | =SubTotal(G1:G1) | 1 | =PRODUCT(C2*E2,F2) | =G2
B |  | Waste | =GetValue("Waste 7.5%",3) | % | =SubTotal(G1:G2) | 1 | =PRODUCT(C3*E3,F3) | =G3
B | CarpA | Carpenter | 2.5 | hour | =GetRate("LAB1",$A4,2) | 1 | =PRODUCT(C4*E4,F4) | =G4
B |  | Margin | =GetValue("Plumbers margin",3) | % | =SubTotal(G1:G4) | 1 | =PRODUCT(C5*E5,F5) | =G5
I | T27.21.045 | <b>Vanity Unit,</b> floor standing, standard square acrylic top with basin | T27.21_PLU_Vanity
I | T27.21.053 | 750mm, 1 door, 3 drawers | T27.21_PLU_Vanity | No
B | PM_35BTH_118 | STATESMAN VANITY 750 CLASSIC WHITE GLOSS | 1 | ea | =GetRate("SUP1",$A1,2) | 1 | =PRODUCT(C1*E1,F1) | =G1
B |  | Discount | =GetValue("Discount 7.5%",3) | % | =SubTotal(G1:G1) | 1 | =PRODUCT(C2*E2,F2) | =G2
B |  | Waste | =GetValue("Waste 7.5%",3) | % | =SubTotal(G1:G2) | 1 | =PRODUCT(C3*E3,F3) | =G3
B | CarpA | Carpenter | 1.5 | hour | =GetRate("LAB1",$A4,2) | 1 | =PRODUCT(C4*E4,F4) | =G4
B |  | Margin | =GetValue("Plumbers margin",3) | % | =SubTotal(G1:G4) | 1 | =PRODUCT(C5*E5,F5) | =G5
I | T27.21.057 | 900mm, 2 doors, 3 drawers | T27.21_PLU_Vanity | No
B | PM_35BTH_121 | STATESMAN VANITY 900 CLASSIC WHITE GLOSS | 1 | ea | =GetRate("SUP1",$A1,2) | 1 | =PRODUCT(C1*E1,F1) | =G1
B |  | Discount | =GetValue("Discount 7.5%",3) | % | =SubTotal(G1:G1) | 1 | =PRODUCT(C2*E2,F2) | =G2
B |  | Waste | =GetValue("Waste 7.5%",3) | % | =SubTotal(G1:G2) | 1 | =PRODUCT(C3*E3,F3) | =G3
B | CarpA | Carpenter | 1.5 | hour | =GetRate("LAB1",$A4,2) | 1 | =PRODUCT(C4*E4,F4) | =G4
B |  | Margin | =GetValue("Plumbers margin",3) | % | =SubTotal(G1:G4) | 1 | =PRODUCT(C5*E5,F5) | =G5
I | T27.21.061 | 1200mm, 2 doors, 3 drawers | T27.21_PLU_Vanity | No
B | PM_35BTH_124 | STATESMAN VANITY 1200 CLASSIC WHE GLOSS | 1 | ea | =GetRate("SUP1",$A1,2) | 1 | =PRODUCT(C1*E1,F1) | =G1
B |  | Discount | =GetValue("Discount 7.5%",3) | % | =SubTotal(G1:G1) | 1 | =PRODUCT(C2*E2,F2) | =G2
B |  | Waste | =GetValue("Waste 7.5%",3) | % | =SubTotal(G1:G2) | 1 | =PRODUCT(C3*E3,F3) | =G3
B | CarpA | Carpenter | 2 | hour | =GetRate("LAB1",$A4,2) | 1 | =PRODUCT(C4*E4,F4) | =G4
B |  | Margin | =GetValue("Plumbers margin",3) | % | =SubTotal(G1:G4) | 1 | =PRODUCT(C5*E5,F5) | =G5
I | T27.21.065 | <b>Vanity Unit,</b> floor standing, semi recessed acrylic basin and top | T27.21_PLU_Vanity
I | T27.21.069 | 750mm, 1 door, 3 drawer | T27.21_PLU_Vanity | No
B | PM_35BTH_112 | CASHMERE VANITY 750 CLASSIC WH MELAMINE | 1 | ea | =GetRate("SUP1",$A1,2) | 1 | =PRODUCT(C1*E1,F1) | =G1
B |  | Discount | =GetValue("Discount 7.5%",3) | % | =SubTotal(G1:G1) | 1 | =PRODUCT(C2*E2,F2) | =G2
B |  | Waste | =GetValue("Waste 7.5%",3) | % | =SubTotal(G1:G2) | 1 | =PRODUCT(C3*E3,F3) | =G3
B | CarpA | Carpenter | 1.5 | hour | =GetRate("LAB1",$A4,2) | 1 | =PRODUCT(C4*E4,F4) | =G4
B |  | Margin | =GetValue("Plumbers margin",3) | % | =SubTotal(G1:G4) | 1 | =PRODUCT(C5*E5,F5) | =G5
I | T27.21.073 | 900mm, 2 door, 3 drawer | T27.21_PLU_Vanity | No
B | PM_35BTH_109 | CASHMERE VANITY 900 CLASSIC WH MELAMINE | 1 | ea | =GetRate("SUP1",$A1,2) | 1 | =PRODUCT(C1*E1,F1) | =G1
B |  | Discount | =GetValue("Discount 7.5%",3) | % | =SubTotal(G1:G1) | 1 | =PRODUCT(C2*E2,F2) | =G2
B |  | Waste | =GetValue("Waste 7.5%",3) | % | =SubTotal(G1:G2) | 1 | =PRODUCT(C3*E3,F3) | =G3
B | CarpA | Carpenter | 1.5 | hour | =GetRate("LAB1",$A4,2) | 1 | =PRODUCT(C4*E4,F4) | =G4
B |  | Margin | =GetValue("Plumbers margin",3) | % | =SubTotal(G1:G4) | 1 | =PRODUCT(C5*E5,F5) | =G5
I | T27.21.077 | 1200mm, 2 door, 3 drawer | T27.21_PLU_Vanity | No
B | PM_35BTH_115 | CASHMERE VANITY 1200 CLASSIC WH GLOSS | 1 | ea | =GetRate("SUP1",$A1,2) | 1 | =PRODUCT(C1*E1,F1) | =G1
B |  | Discount | =GetValue("Discount 7.5%",3) | % | =SubTotal(G1:G1) | 1 | =PRODUCT(C2*E2,F2) | =G2
B |  | Waste | =GetValue("Waste 7.5%",3) | % | =SubTotal(G1:G2) | 1 | =PRODUCT(C3*E3,F3) | =G3
B | CarpA | Carpenter | 2 | hour | =GetRate("LAB1",$A4,2) | 1 | =PRODUCT(C4*E4,F4) | =G4
B |  | Margin | =GetValue("Plumbers margin",3) | % | =SubTotal(G1:G4) | 1 | =PRODUCT(C5*E5,F5) | =G5
I | T27.22.001 | Tubs | T27.22_PLU_Tub
I | T27.22.005 | <b>Single Laundry Tub,</b> stainless steel | T27.22_PLU_Tub
I | T27.22.009 | Standard, pressed, 560mm x 450mm | T27.22_PLU_Tub | No
B | LP1 | LP1 558Lx450Wx235D S/S Pressed Tub | 1 | no | =GetRate("PLU",$A1,2) | 1 | =PRODUCT(C1*E1,F1) | =G1
B |  | Discount | =GetValue("Discount PLU San Ftg",3) | % | =SubTotal(G1:G1) | 1 | =PRODUCT(C2*E2,F2) | =G2
B |  | Waste and Fixings | =GetValue("Waste 7.5%",3) | % | =SubTotal(G1:G2) | 1 | =PRODUCT(C3*E3,F3) | =G3
B | 90CP | 40mm (B-Nut B-Plug) Sink Waste Chrome | 1 | no | =GetRate("PLU",$A4,2) | 1 | =PRODUCT(C4*E4,F4) | =G4
B |  | Discount | =GetValue("Discount 15%",3) | % | =SubTotal(G4:G4) | 1 | =PRODUCT(C5*E5,F5) | =G5
B |  | Waste and Fixings | =GetValue("Waste 7.5%",3) | % | =SubTotal(G4:G5) | 1 | =PRODUCT(C6*E6,F6) | =G6
B | Plumber | Plumber | 1.5 | hrs | =GetRate("LAB1",$A7,2) | 1 | =PRODUCT(C7*E7,F7) | =G7
B |  | Margin | =GetValue("Plumbers margin",3) | % | =SubTotal(G1:G7) | 1 | =PRODUCT(C8*E8,F8) | =G8
I | T27.22.013 | Standard, fabricated, 560mm x 450mm | T27.22_PLU_Tub | No
B | LF2 | LF2 560Lx450Wx260D S/S Fabricated Tub | 1 | no | =GetRate("PLU",$A1,2) | 1 | =PRODUCT(C1*E1,F1) | =G1
B |  | Discount | =GetValue("Discount PLU San Ftg",3) | % | =SubTotal(G1:G1) | 1 | =PRODUCT(C2*E2,F2) | =G2
B |  | Waste and Fixings | =GetValue("Waste 7.5%",3) | % | =SubTotal(G1:G2) | 1 | =PRODUCT(C3*E3,F3) | =G3
B | 90CP | 40mm (B-Nut B-Plug) Sink Waste Chrome | 1 | no | =GetRate("PLU",$A4,2) | 1 | =PRODUCT(C4*E4,F4) | =G4
B |  | Discount | =GetValue("Discount 15%",3) | % | =SubTotal(G4:G4) | 1 | =PRODUCT(C5*E5,F5) | =G5
B |  | Waste and Fixings | =GetValue("Waste 7.5%",3) | % | =SubTotal(G4:G5) | 1 | =PRODUCT(C6*E6,F6) | =G6
B | Plumber | Plumber | 1.5 | hrs | =GetRate("LAB1",$A7,2) | 1 | =PRODUCT(C7*E7,F7) | =G7
B |  | Margin | =GetValue("Plumbers margin",3) | % | =SubTotal(G1:G7) | 1 | =PRODUCT(C8*E8,F8) | =G8
I | T27.22.017 | Large, pressed, 600mm x 500mm | T27.22_PLU_Tub | No
B | LP3 | LP3 600Lx500Wx240D Auto S/S Tub | 1 | no | =GetRate("PLU",$A1,2) | 1 | =PRODUCT(C1*E1,F1) | =G1
B |  | Discount | =GetValue("Discount PLU San Ftg",3) | % | =SubTotal(G1:G1) | 1 | =PRODUCT(C2*E2,F2) | =G2
B |  | Waste and Fixings | =GetValue("Waste 7.5%",3) | % | =SubTotal(G1:G2) | 1 | =PRODUCT(C3*E3,F3) | =G3
B | 90CP | 40mm (B-Nut B-Plug) Sink Waste Chrome | 1 | no | =GetRate("PLU",$A4,2) | 1 | =PRODUCT(C4*E4,F4) | =G4
B |  | Discount | =GetValue("Discount 15%",3) | % | =SubTotal(G4:G4) | 1 | =PRODUCT(C5*E5,F5) | =G5
B |  | Waste and Fixings | =GetValue("Waste 7.5%",3) | % | =SubTotal(G4:G5) | 1 | =PRODUCT(C6*E6,F6) | =G6
B | Plumber | Plumber | 1.5 | hrs | =GetRate("LAB1",$A7,2) | 1 | =PRODUCT(C7*E7,F7) | =G7
B |  | Margin | =GetValue("Plumbers margin",3) | % | =SubTotal(G1:G7) | 1 | =PRODUCT(C8*E8,F8) | =G8
I | T27.22.021 | Add extra for | T27.22_PLU_Tub
I | T27.22.025 | Cabinet, kitset, MDF | T27.22_PLU_Tub | No
B | PM_35BTH_010 | LAUNDRY CABINET (KITSET) 550X450 MDF | 1 | ea | =GetRate("SUP1",$A1,2) | 1 | =PRODUCT(C1*E1,F1) | =G1
B |  | Discount | =GetValue("Discount 7.5%",3) | % | =SubTotal(G1:G1) | 1 | =PRODUCT(C2*E2,F2) | =G2
B |  | Waste | =GetValue("Waste 7.5%",3) | % | =SubTotal(G1:G2) | 1 | =PRODUCT(C3*E3,F3) | =G3
B | CarpA | Carpenter | 1 | hour | =GetRate("LAB1",$A4,2) | 1 | =PRODUCT(C4*E4,F4) | =G4
B |  | Margin | =GetValue("Plumbers margin",3) | % | =SubTotal(G1:G4) | 1 | =PRODUCT(C5*E5,F5) | =G5
I | T27.22.029 | Cabinet, kitset, Melamine | T27.22_PLU_Tub | No
B | PM_35BTH_013 | LAUNDRY CABINET(KITSET) 550X450 MELAMINE | 1 | ea | =GetRate("SUP1",$A1,2) | 1 | =PRODUCT(C1*E1,F1) | =G1
B |  | Discount | =GetValue("Discount 7.5%",3) | % | =SubTotal(G1:G1) | 1 | =PRODUCT(C2*E2,F2) | =G2
B |  | Waste | =GetValue("Waste 7.5%",3) | % | =SubTotal(G1:G2) | 1 | =PRODUCT(C3*E3,F3) | =G3
B | CarpA | Carpenter | 1 | hour | =GetRate("LAB1",$A4,2) | 1 | =PRODUCT(C4*E4,F4) | =G4
B |  | Margin | =GetValue("Plumbers margin",3) | % | =SubTotal(G1:G4) | 1 | =PRODUCT(C5*E5,F5) | =G5
I | T27.22.033 | Brackets | T27.22_PLU_Tub | Set
B | CK2-BK | Tub Bracket - Pair | 1 | no | =GetRate("PLU",$A1,2) | 1 | =PRODUCT(C1*E1,F1) | =G1
B |  | Discount | =GetValue("Discount 15%",3) | % | =SubTotal(G1:G1) | 1 | =PRODUCT(C2*E2,F2) | =G2
B |  | Waste and Fixings | =GetValue("Waste 7.5%",3) | % | =SubTotal(G1:G2) | 1 | =PRODUCT(C3*E3,F3) | =G3
B | Plumber | Plumber | 0.5 | hrs | =GetRate("LAB1",$A4,2) | 1 | =PRODUCT(C4*E4,F4) | =G4
B |  | Margin | =GetValue("Plumbers margin",3) | % | =SubTotal(G1:G4) | 1 | =PRODUCT(C5*E5,F5) | =G5
I | T27.22.034 | 450mm high stainless steel upstand | T27.22_PLU_Tub | Set
B | SB560 | Robinhood Splashback Standard Laundry | 1 | no | =GetRate("PLU",$A1,2) | 1 | =PRODUCT(C1*E1,F1) | =G1
B |  | Discount | =GetValue("Discount PLU San Ftg",3) | % | =SubTotal(G1:G1) | 1 | =PRODUCT(C2*E2,F2) | =G2
B |  | Waste and Fixings | =GetValue("Waste 7.5%",3) | % | =SubTotal(G1:G2) | 1 | =PRODUCT(C3*E3,F3) | =G3
B | Plumber | Plumber | 0.3 | hrs | =GetRate("LAB1",$A4,2) | 1 | =PRODUCT(C4*E4,F4) | =G4
B |  | Margin | =GetValue("Plumbers margin",3) | % | =SubTotal(G1:G4) | 1 | =PRODUCT(C5*E5,F5) | =G5
I | T27.22.037 | <b>Double Laundry Tub,</b> stainless steel | T27.22_PLU_Tub
I | T27.22.041 | Fabricated, 1100mm x 450mm | T27.22_PLU_Tub | No
B | LF4 | LF4 1100Lx450Wx260D Dble S/S Fabricated Tub | 1 | no | =GetRate("PLU",$A1,2) | 1 | =PRODUCT(C1*E1,F1) | =G1
B |  | Discount | =GetValue("Discount PLU San Ftg",3) | % | =SubTotal(G1:G1) | 1 | =PRODUCT(C2*E2,F2) | =G2
B |  | Waste and Fixings | =GetValue("Waste 7.5%",3) | % | =SubTotal(G1:G2) | 1 | =PRODUCT(C3*E3,F3) | =G3
B | 90CP | 40mm (B-Nut B-Plug) Sink Waste Chrome | 2 | no | =GetRate("PLU",$A4,2) | 1 | =PRODUCT(C4*E4,F4) | =G4
B |  | Discount | =GetValue("Discount 15%",3) | % | =SubTotal(G4:G4) | 1 | =PRODUCT(C5*E5,F5) | =G5
B |  | Waste and Fixings | =GetValue("Waste 7.5%",3) | % | =SubTotal(G4:G5) | 1 | =PRODUCT(C6*E6,F6) | =G6
B | Plumber | Plumber | 1.75 | hrs | =GetRate("LAB1",$A7,2) | 1 | =PRODUCT(C7*E7,F7) | =G7
B |  | Margin | =GetValue("Plumbers margin",3) | % | =SubTotal(G1:G7) | 1 | =PRODUCT(C8*E8,F8) | =G8
I | T27.22.045 | Pressed, 1100mm x 450mm | T27.22_PLU_Tub | No
B | LP5 | LP5 1100Lx450Wx240D Dble S/S Pressed Tub | 1 | no | =GetRate("PLU",$A1,2) | 1 | =PRODUCT(C1*E1,F1) | =G1
B |  | Discount | =GetValue("Discount PLU San Ftg",3) | % | =SubTotal(G1:G1) | 1 | =PRODUCT(C2*E2,F2) | =G2
B |  | Waste and Fixings | =GetValue("Waste 7.5%",3) | % | =SubTotal(G1:G2) | 1 | =PRODUCT(C3*E3,F3) | =G3
B | 90CP | 40mm (B-Nut B-Plug) Sink Waste Chrome | 2 | no | =GetRate("PLU",$A4,2) | 1 | =PRODUCT(C4*E4,F4) | =G4
B |  | Discount | =GetValue("Discount 15%",3) | % | =SubTotal(G4:G4) | 1 | =PRODUCT(C5*E5,F5) | =G5
B |  | Waste and Fixings | =GetValue("Waste 7.5%",3) | % | =SubTotal(G4:G5) | 1 | =PRODUCT(C6*E6,F6) | =G6
B | Plumber | Plumber | 1.75 | hrs | =GetRate("LAB1",$A7,2) | 1 | =PRODUCT(C7*E7,F7) | =G7
B |  | Margin | =GetValue("Plumbers margin",3) | % | =SubTotal(G1:G7) | 1 | =PRODUCT(C8*E8,F8) | =G8
I | T27.22.049 | <b>Robinhood Supertub and Cabinet,</b> tapware included | T27.22_PLU_Tub
I | T27.22.053 | ST3100, low pressure | T27.22_PLU_Tub | No
B | STUBS3101 | Robinhood 3101 Supertub Extra APTap White | 1 | no | =GetRate("PLU",$A1,2) | 1 | =PRODUCT(C1*E1,F1) | =G1
B |  | Discount | =GetValue("Discount PLU San Ftg",3) | % | =SubTotal(G1:G1) | 1 | =PRODUCT(C2*E2,F2) | =G2
B |  | Waste and Fixings | =GetValue("Waste 7.5%",3) | % | =SubTotal(G1:G2) | 1 | =PRODUCT(C3*E3,F3) | =G3
B | 90CP | 40mm (B-Nut B-Plug) Sink Waste Chrome | 1 | no | =GetRate("PLU",$A4,2) | 1 | =PRODUCT(C4*E4,F4) | =G4
B |  | Discount | =GetValue("Discount 15%",3) | % | =SubTotal(G4:G4) | 1 | =PRODUCT(C5*E5,F5) | =G5
B |  | Waste and Fixings | =GetValue("Waste 7.5%",3) | % | =SubTotal(G4:G5) | 1 | =PRODUCT(C6*E6,F6) | =G6
B | Plumber | Plumber | 1.5 | hrs | =GetRate("LAB1",$A7,2) | 1 | =PRODUCT(C7*E7,F7) | =G7
B |  | Margin | =GetValue("Plumbers margin",3) | % | =SubTotal(G1:G7) | 1 | =PRODUCT(C8*E8,F8) | =G8
I | T27.22.057 | ST6000, mains pressure | T27.22_PLU_Tub | No
B | STUBS6001 | Robinhood 6001 Supertub Single Draw White | 1 | no | =GetRate("PLU",$A1,2) | 1 | =PRODUCT(C1*E1,F1) | =G1
B |  | Discount | =GetValue("Discount PLU San Ftg",3) | % | =SubTotal(G1:G1) | 1 | =PRODUCT(C2*E2,F2) | =G2
B |  | Waste and Fixings | =GetValue("Waste 7.5%",3) | % | =SubTotal(G1:G2) | 1 | =PRODUCT(C3*E3,F3) | =G3
B | 90CP | 40mm (B-Nut B-Plug) Sink Waste Chrome | 1 | no | =GetRate("PLU",$A4,2) | 1 | =PRODUCT(C4*E4,F4) | =G4
B |  | Discount | =GetValue("Discount 15%",3) | % | =SubTotal(G4:G4) | 1 | =PRODUCT(C5*E5,F5) | =G5
B |  | Waste and Fixings | =GetValue("Waste 7.5%",3) | % | =SubTotal(G4:G5) | 1 | =PRODUCT(C6*E6,F6) | =G6
B | Plumber | Plumber | 1.5 | hrs | =GetRate("LAB1",$A7,2) | 1 | =PRODUCT(C7*E7,F7) | =G7
B |  | Margin | =GetValue("Plumbers margin",3) | % | =SubTotal(G1:G7) | 1 | =PRODUCT(C8*E8,F8) | =G8
I | T27.22.061 | STSLIM, 350mm wide | T27.22_PLU_Tub | No
B | STSLIM1 | Robinhood Super Slim Tub & Cabinet White | 1 | no | =GetRate("PLU",$A1,2) | 1 | =PRODUCT(C1*E1,F1) | =G1
B |  | Discount | =GetValue("Discount PLU San Ftg",3) | % | =SubTotal(G1:G1) | 1 | =PRODUCT(C2*E2,F2) | =G2
B |  | Waste and Fixings | =GetValue("Waste 7.5%",3) | % | =SubTotal(G1:G2) | 1 | =PRODUCT(C3*E3,F3) | =G3
B | 90CP | 40mm (B-Nut B-Plug) Sink Waste Chrome | 1 | no | =GetRate("PLU",$A4,2) | 1 | =PRODUCT(C4*E4,F4) | =G4
B |  | Discount | =GetValue("Discount 15%",3) | % | =SubTotal(G4:G4) | 1 | =PRODUCT(C5*E5,F5) | =G5
B |  | Waste and Fixings | =GetValue("Waste 7.5%",3) | % | =SubTotal(G4:G5) | 1 | =PRODUCT(C6*E6,F6) | =G6
B | Plumber | Plumber | 1.5 | hrs | =GetRate("LAB1",$A7,2) | 1 | =PRODUCT(C7*E7,F7) | =G7
B |  | Margin | =GetValue("Plumbers margin",3) | % | =SubTotal(G1:G7) | 1 | =PRODUCT(C8*E8,F8) | =G8
I | T27.22.065 | ST9000W, workstation with splashback | T27.22_PLU_Tub | No
B | ST9001 | #Robinhood 9000 Supertub Laundry Workstation | 1 | no | =GetRate("PLU",$A1,2) | 1 | =PRODUCT(C1*E1,F1) | =G1
B |  | Discount | =GetValue("Discount PLU San Ftg",3) | % | =SubTotal(G1:G1) | 1 | =PRODUCT(C2*E2,F2) | =G2
B |  | Waste and Fixings | =GetValue("Waste 7.5%",3) | % | =SubTotal(G1:G2) | 1 | =PRODUCT(C3*E3,F3) | =G3
B | STUBSB1200 | Robinhood 1200mm Splash Back Kit(ST9000W) | 1 | no | =GetRate("PLU",$A4,2) | 1 | =PRODUCT(C4*E4,F4) | =G4
B |  | Discount | =GetValue("Discount PLU San Ftg",3) | % | =SubTotal(G4:G4) | 1 | =PRODUCT(C5*E5,F5) | =G5
B |  | Waste and Fixings | =GetValue("Waste 7.5%",3) | % | =SubTotal(G4:G5) | 1 | =PRODUCT(C6*E6,F6) | =G6
B | 90CP | 40mm (B-Nut B-Plug) Sink Waste Chrome | 1 | no | =GetRate("PLU",$A7,2) | 1 | =PRODUCT(C7*E7,F7) | =G7
B |  | Discount | =GetValue("Discount 15%",3) | % | =SubTotal(G7:G7) | 1 | =PRODUCT(C8*E8,F8) | =G8
B |  | Waste and Fixings | =GetValue("Waste 7.5%",3) | % | =SubTotal(G7:G8) | 1 | =PRODUCT(C9*E9,F9) | =G9
B | Plumber | Plumber | 1.5 | hrs | =GetRate("LAB1",$A10,2) | 1 | =PRODUCT(C10*E10,F10) | =G10
B |  | Margin | =GetValue("Plumbers margin",3) | % | =SubTotal(G1:G10) | 1 | =PRODUCT(C11*E11,F11) | =G11
I | T27.23.001 | Cleaners Sinks | T27.23_PLU_CleanerSink
I | T27.23.005 | <b>Cleaners Sink,</b> including chrome plated waste, plug, chain, stay and wall brackets | T27.23_PLU_CleanerSink
I | T27.23.009 | SS, with splashback to one side | T27.23_PLU_CleanerSink
I | T27.23.013 | 560mm x 450mm x 0.8mm | T27.23_PLU_CleanerSink | No
B | BP321096 | XLPK3-R Cleaner Sinks C/w Brackets & upstand to | 1 | no | =GetRate("PLU",$A1,2) | 1 | =PRODUCT(C1*E1,F1) | =G1
B |  | Discount | =GetValue("Discount PLU San Ftg",3) | % | =SubTotal(G1:G1) | 1 | =PRODUCT(C2*E2,F2) | =G2
B |  | Waste and Fixings | =GetValue("Waste 7.5%",3) | % | =SubTotal(G1:G2) | 1 | =PRODUCT(C3*E3,F3) | =G3
B | 90CP | 40mm (B-Nut B-Plug) Sink Waste Chrome | 1 | no | =GetRate("PLU",$A4,2) | 1 | =PRODUCT(C4*E4,F4) | =G4
B |  | Discount | =GetValue("Discount 15%",3) | % | =SubTotal(G4:G4) | 1 | =PRODUCT(C5*E5,F5) | =G5
B |  | Waste and Fixings | =GetValue("Waste 7.5%",3) | % | =SubTotal(G4:G5) | 1 | =PRODUCT(C6*E6,F6) | =G6
B | Plumber | Plumber | 1.75 | hrs | =GetRate("LAB1",$A7,2) | 1 | =PRODUCT(C7*E7,F7) | =G7
B |  | Margin | =GetValue("Plumbers margin",3) | % | =SubTotal(G1:G7) | 1 | =PRODUCT(C8*E8,F8) | =G8
I | T27.23.017 | 560mm x 450mm x 1.6mm | T27.23_PLU_CleanerSink | No
B | BP321090 | X1PK3-R x1 cleaners sink 1.6mm thick c/w brackets | 1 | no | =GetRate("PLU",$A1,2) | 1 | =PRODUCT(C1*E1,F1) | =G1
B |  | Discount | =GetValue("Discount PLU San Ftg",3) | % | =SubTotal(G1:G1) | 1 | =PRODUCT(C2*E2,F2) | =G2
B |  | Waste and Fixings | =GetValue("Waste 7.5%",3) | % | =SubTotal(G1:G2) | 1 | =PRODUCT(C3*E3,F3) | =G3
B | 90CP | 40mm (B-Nut B-Plug) Sink Waste Chrome | 1 | no | =GetRate("PLU",$A4,2) | 1 | =PRODUCT(C4*E4,F4) | =G4
B |  | Discount | =GetValue("Discount 15%",3) | % | =SubTotal(G4:G4) | 1 | =PRODUCT(C5*E5,F5) | =G5
B |  | Waste and Fixings | =GetValue("Waste 7.5%",3) | % | =SubTotal(G4:G5) | 1 | =PRODUCT(C6*E6,F6) | =G6
B | Plumber | Plumber | 1.75 | hrs | =GetRate("LAB1",$A7,2) | 1 | =PRODUCT(C7*E7,F7) | =G7
B |  | Margin | =GetValue("Plumbers margin",3) | % | =SubTotal(G1:G7) | 1 | =PRODUCT(C8*E8,F8) | =G8
I | T27.23.025 | <b>Add</b> extra for | T27.23_PLU_CleanerSink
I | T27.23.029 | Bucket grid | T27.23_PLU_CleanerSink | No
B | BP321090 | X1PK3-R x1 cleaners sink 1.6mm thick c/w brackets | -1 | no | =GetRate("PLU",$A1,2) | 1 | =PRODUCT(C1*E1,F1) | =G1
B |  | Discount | =GetValue("Discount PLU San Ftg",3) | % | =SubTotal(G1:G1) | 1 | =PRODUCT(C2*E2,F2) | =G2
B |  | Waste and Fixings | =GetValue("Waste 7.5%",3) | % | =SubTotal(G1:G2) | 1 | =PRODUCT(C3*E3,F3) | =G3
B | BP321054 | X1PK4-R x1 cleaners sink 1.6mm thick c/w brackets | 1 | no | =GetRate("PLU",$A4,2) | 1 | =PRODUCT(C4*E4,F4) | =G4
B |  | Discount | =GetValue("Discount PLU San Ftg",3) | % | =SubTotal(G4:G4) | 1 | =PRODUCT(C5*E5,F5) | =G5
B |  | Waste and Fixings | =GetValue("Waste 7.5%",3) | % | =SubTotal(G4:G5) | 1 | =PRODUCT(C6*E6,F6) | =G6
B | Plumber | Plumber | 0.25 | hrs | =GetRate("LAB1",$A7,2) | 1 | =PRODUCT(C7*E7,F7) | =G7
B |  | Margin | =GetValue("Plumbers margin",3) | % | =SubTotal(G1:G7) | 1 | =PRODUCT(C8*E8,F8) | =G8
I | T27.23.033 | <b>Zurn Mop Sink,</b> composite stone and resin, floor mounted, including 40mm easy clean waste | T27.23_PLU_CleanerSink
I | T27.23.037 | Sink, 610mm x 610mm x 250mm | T27.23_PLU_CleanerSink | No
B | Z-199624 | 610 x 610 Mop Sink | 1 | each | =GetRate("PLU",$A1,2) | 1 | =PRODUCT(C1*E1,F1) | =G1
B |  | Discount | =GetValue("Discount PLU San Ftg",3) | % | =SubTotal(G1:G1) | 1 | =PRODUCT(C2*E2,F2) | =G2
B |  | Waste and Fixings | =GetValue("Waste 7.5%",3) | % | =SubTotal(G1:G2) | 1 | =PRODUCT(C3*E3,F3) | =G3
B | Plumber | Plumber | 1.75 | hrs | =GetRate("LAB1",$A4,2) | 1 | =PRODUCT(C4*E4,F4) | =G4
B |  | Margin | =GetValue("Plumbers margin",3) | % | =SubTotal(G1:G4) | 1 | =PRODUCT(C5*E5,F5) | =G5
I | T27.23.049 | 3 station mop hanger bracket | T27.23_PLU_CleanerSink | No
B | Z-MH | Zurn 3 Mop Hanger Bracket | 1 | each | =GetRate("PLU",$A1,2) | 1 | =PRODUCT(C1*E1,F1) | =G1
B |  | Discount | =GetValue("Discount PLU San Ftg",3) | % | =SubTotal(G1:G1) | 1 | =PRODUCT(C2*E2,F2) | =G2
B |  | Waste and Fixings | =GetValue("Waste 7.5%",3) | % | =SubTotal(G1:G2) | 1 | =PRODUCT(C3*E3,F3) | =G3
B | Plumber | Plumber | 0.25 | hrs | =GetRate("LAB1",$A4,2) | 1 | =PRODUCT(C4*E4,F4) | =G4
B |  | Margin | =GetValue("Plumbers margin",3) | % | =SubTotal(G1:G4) | 1 | =PRODUCT(C5*E5,F5) | =G5
I | T27.23.053 | Zurn sink faucet with bucket holder | T27.23_PLU_CleanerSink | No
B | Z-SF | Zurn Mop Sink Faucet c/w Bucket Holder | 1 | each | =GetRate("PLU",$A1,2) | 1 | =PRODUCT(C1*E1,F1) | =G1
B |  | Discount | =GetValue("Discount PLU San Ftg",3) | % | =SubTotal(G1:G1) | 1 | =PRODUCT(C2*E2,F2) | =G2
B |  | Waste and Fixings | =GetValue("Waste 7.5%",3) | % | =SubTotal(G1:G2) | 1 | =PRODUCT(C3*E3,F3) | =G3
B | Plumber | Plumber | 0.5 | hrs | =GetRate("LAB1",$A4,2) | 1 | =PRODUCT(C4*E4,F4) | =G4
B |  | Margin | =GetValue("Plumbers margin",3) | % | =SubTotal(G1:G4) | 1 | =PRODUCT(C5*E5,F5) | =G5
I | T27.24.001 | Kitchen Sink Inserts | T27.24_PLU_KitchenSinkInsert
I | T27.24.005 | <b>Sink Insert, SS,</b> 514mm deep | T27.24_PLU_KitchenSinkInsert
I | T27.24.009 | Franke Neptune NEX611, 864mm long, single bowl | T27.24_PLU_KitchenSinkInsert | No
B | NEX611 | FRANKE SINGLE BOWL/LH DRAINER TOPMNT SINK | 1 | no | =GetRate("PLU",$A1,2) | 1 | =PRODUCT(C1*E1,F1) | =G1
B |  | Discount | =GetValue("Discount PLU San Ftg",3) | % | =SubTotal(G1:G1) | 1 | =PRODUCT(C2*E2,F2) | =G2
B |  | Waste and Fixings | =GetValue("Waste 7.5%",3) | % | =SubTotal(G1:G2) | 1 | =PRODUCT(C3*E3,F3) | =G3
B | 90CP | 40mm (B-Nut B-Plug) Sink Waste Chrome | 1 | no | =GetRate("PLU",$A4,2) | 1 | =PRODUCT(C4*E4,F4) | =G4
B |  | Discount | =GetValue("Discount 15%",3) | % | =SubTotal(G4:G4) | 1 | =PRODUCT(C5*E5,F5) | =G5
B |  | Waste and Fixings | =GetValue("Waste 7.5%",3) | % | =SubTotal(G4:G5) | 1 | =PRODUCT(C6*E6,F6) | =G6
B | Plumber | Plumber | 1.5 | hrs | =GetRate("LAB1",$A7,2) | 1 | =PRODUCT(C7*E7,F7) | =G7
B |  | Margin | =GetValue("Plumbers margin",3) | % | =SubTotal(G1:G7) | 1 | =PRODUCT(C8*E8,F8) | =G8
I | T27.24.013 | Franke Neptune NEX651, 1004mm long, large and small bowls | T27.24_PLU_KitchenSinkInsert | No
B | NEX651LHD | NEX651LHD Neptune Sink kit | 1 | no | =GetRate("PLU",$A1,2) | 1 | =PRODUCT(C1*E1,F1) | =G1
B |  | Discount | =GetValue("Discount PLU San Ftg",3) | % | =SubTotal(G1:G1) | 1 | =PRODUCT(C2*E2,F2) | =G2
B |  | Waste and Fixings | =GetValue("Waste 7.5%",3) | % | =SubTotal(G1:G2) | 1 | =PRODUCT(C3*E3,F3) | =G3
B | 90CP | 40mm (B-Nut B-Plug) Sink Waste Chrome | 2 | no | =GetRate("PLU",$A4,2) | 1 | =PRODUCT(C4*E4,F4) | =G4
B |  | Discount | =GetValue("Discount 15%",3) | % | =SubTotal(G4:G4) | 1 | =PRODUCT(C5*E5,F5) | =G5
B |  | Waste and Fixings | =GetValue("Waste 7.5%",3) | % | =SubTotal(G4:G5) | 1 | =PRODUCT(C6*E6,F6) | =G6
B | Plumber | Plumber | 1.5 | hrs | =GetRate("LAB1",$A7,2) | 1 | =PRODUCT(C7*E7,F7) | =G7
B |  | Margin | =GetValue("Plumbers margin",3) | % | =SubTotal(G1:G7) | 1 | =PRODUCT(C8*E8,F8) | =G8
I | T27.24.016 | Franke Neptune NEX621, 1164mm long, dual large bowls | T27.24_PLU_KitchenSinkInsert | No
B | NEX621LHD | NEX621LHD Neptune Sink kit | 1 | no | =GetRate("PLU",$A1,2) | 1 | =PRODUCT(C1*E1,F1) | =G1
B |  | Discount | =GetValue("Discount PLU San Ftg",3) | % | =SubTotal(G1:G1) | 1 | =PRODUCT(C2*E2,F2) | =G2
B |  | Waste and Fixings | =GetValue("Waste 7.5%",3) | % | =SubTotal(G1:G2) | 1 | =PRODUCT(C3*E3,F3) | =G3
B | 90CP | 40mm (B-Nut B-Plug) Sink Waste Chrome | 2 | no | =GetRate("PLU",$A4,2) | 1 | =PRODUCT(C4*E4,F4) | =G4
B |  | Discount | =GetValue("Discount 15%",3) | % | =SubTotal(G4:G4) | 1 | =PRODUCT(C5*E5,F5) | =G5
B |  | Waste and Fixings | =GetValue("Waste 7.5%",3) | % | =SubTotal(G4:G5) | 1 | =PRODUCT(C6*E6,F6) | =G6
B | Plumber | Plumber | 1.5 | hrs | =GetRate("LAB1",$A7,2) | 1 | =PRODUCT(C7*E7,F7) | =G7
B |  | Margin | =GetValue("Plumbers margin",3) | % | =SubTotal(G1:G7) | 1 | =PRODUCT(C8*E8,F8) | =G8
I | T27.25.001 | Kitchen Sink Benches | T27.24_PLU_KitchenSinkInsert
I | T27.25.005 | <b>Sink Bench, SS,</b> Burns & Ferrall, 500mm wide | T27.25_PLU_KitchenSinkBench
I | T27.25.009 | C15 Classic, 1525mm | T27.25_PLU_KitchenSinkBench | No
B | C15 | 1525mm Classic S/S Sink Bench | 1 | no | =GetRate("PLU",$A1,2) | 1 | =PRODUCT(C1*E1,F1) | =G1
B |  | Discount | =GetValue("Discount PLU San Ftg",3) | % | =SubTotal(G1:G1) | 1 | =PRODUCT(C2*E2,F2) | =G2
B |  | Waste and Fixings | =GetValue("Waste 7.5%",3) | % | =SubTotal(G1:G2) | 1 | =PRODUCT(C3*E3,F3) | =G3
B | 90CP | 40mm (B-Nut B-Plug) Sink Waste Chrome | 1 | no | =GetRate("PLU",$A4,2) | 1 | =PRODUCT(C4*E4,F4) | =G4
B |  | Discount | =GetValue("Discount 15%",3) | % | =SubTotal(G4:G4) | 1 | =PRODUCT(C5*E5,F5) | =G5
B |  | Waste and Fixings | =GetValue("Waste 7.5%",3) | % | =SubTotal(G4:G5) | 1 | =PRODUCT(C6*E6,F6) | =G6
B | Plumber | Plumber | 2 | hrs | =GetRate("LAB1",$A7,2) | 1 | =PRODUCT(C7*E7,F7) | =G7
B |  | Margin | =GetValue("Plumbers margin",3) | % | =SubTotal(G1:G7) | 1 | =PRODUCT(C8*E8,F8) | =G8
I | T27.25.013 | C16 Classic, 1675mm | T27.25_PLU_KitchenSinkBench | No
B | C16 | 1675mm Classic S/S Sink Bench | 1 | no | =GetRate("PLU",$A1,2) | 1 | =PRODUCT(C1*E1,F1) | =G1
B |  | Discount | =GetValue("Discount PLU San Ftg",3) | % | =SubTotal(G1:G1) | 1 | =PRODUCT(C2*E2,F2) | =G2
B |  | Waste and Fixings | =GetValue("Waste 7.5%",3) | % | =SubTotal(G1:G2) | 1 | =PRODUCT(C3*E3,F3) | =G3
B | 90CP | 40mm (B-Nut B-Plug) Sink Waste Chrome | 1 | no | =GetRate("PLU",$A4,2) | 1 | =PRODUCT(C4*E4,F4) | =G4
B |  | Discount | =GetValue("Discount 15%",3) | % | =SubTotal(G4:G4) | 1 | =PRODUCT(C5*E5,F5) | =G5
B |  | Waste and Fixings | =GetValue("Waste 7.5%",3) | % | =SubTotal(G4:G5) | 1 | =PRODUCT(C6*E6,F6) | =G6
B | Plumber | Plumber | 2 | hrs | =GetRate("LAB1",$A7,2) | 1 | =PRODUCT(C7*E7,F7) | =G7
B |  | Margin | =GetValue("Plumbers margin",3) | % | =SubTotal(G1:G7) | 1 | =PRODUCT(C8*E8,F8) | =G8
I | T27.25.017 | C18 Classic, 1825mm | T27.25_PLU_KitchenSinkBench | No
B | C18 | 1825mm Classic S/S Sink Bench | 1 | no | =GetRate("PLU",$A1,2) | 1 | =PRODUCT(C1*E1,F1) | =G1
B |  | Discount | =GetValue("Discount PLU San Ftg",3) | % | =SubTotal(G1:G1) | 1 | =PRODUCT(C2*E2,F2) | =G2
B |  | Waste and Fixings | =GetValue("Waste 7.5%",3) | % | =SubTotal(G1:G2) | 1 | =PRODUCT(C3*E3,F3) | =G3
B | 90CP | 40mm (B-Nut B-Plug) Sink Waste Chrome | 1 | no | =GetRate("PLU",$A4,2) | 1 | =PRODUCT(C4*E4,F4) | =G4
B |  | Discount | =GetValue("Discount 15%",3) | % | =SubTotal(G4:G4) | 1 | =PRODUCT(C5*E5,F5) | =G5
B |  | Waste and Fixings | =GetValue("Waste 7.5%",3) | % | =SubTotal(G4:G5) | 1 | =PRODUCT(C6*E6,F6) | =G6
B | Plumber | Plumber | 2.5 | hrs | =GetRate("LAB1",$A7,2) | 1 | =PRODUCT(C7*E7,F7) | =G7
B |  | Margin | =GetValue("Plumbers margin",3) | % | =SubTotal(G1:G7) | 1 | =PRODUCT(C8*E8,F8) | =G8
I | T27.26.001 | Drinking Fountains | T27.26_PLU_DrinkFountain
I | T27.26.005 | <b>Water Cooler,</b> bottle type, electrical | T27.26_PLU_DrinkFountain | No
I | T27.26.009 | <b>Water Cooler,</b> plumbed in, basic model | T27.26_PLU_DrinkFountain | No
I | T27.26.013 | <b>Add</b> extra for mains pressure kit | T27.26_PLU_DrinkFountain | No
I | T27.26.017 | <b>Drinking Fountain,</b> SS | T27.26_PLU_DrinkFountain
I | T27.26.021 | Steriline Aquafont, 125mm bowl | T27.26_PLU_DrinkFountain | No
B | AQFT120 | Aquafont 9021 Drinking Fountain 125mm | 1 | no | =GetRate("PLU",$A1,2) | 1 | =PRODUCT(C1*E1,F1) | =G1
B |  | Discount | =GetValue("Discount PLU San Ftg",3) | % | =SubTotal(G1:G1) | 1 | =PRODUCT(C2*E2,F2) | =G2
B |  | Waste and Fixings | =GetValue("Waste 7.5%",3) | % | =SubTotal(G1:G2) | 1 | =PRODUCT(C3*E3,F3) | =G3
B | Plumber | Plumber | 2 | hrs | =GetRate("LAB1",$A4,2) | 1 | =PRODUCT(C4*E4,F4) | =G4
B |  | Margin | =GetValue("Plumbers margin",3) | % | =SubTotal(G1:G4) | 1 | =PRODUCT(C5*E5,F5) | =G5
I | T27.26.022 | Steriline Aquafont, 250mm bowl | T27.26_PLU_DrinkFountain | No
B | AQFT250 | Aquafont 9021 Drinking Fountain 250mm | 1 | no | =GetRate("PLU",$A1,2) | 1 | =PRODUCT(C1*E1,F1) | =G1
B |  | Discount | =GetValue("Discount PLU San Ftg",3) | % | =SubTotal(G1:G1) | 1 | =PRODUCT(C2*E2,F2) | =G2
B |  | Waste and Fixings | =GetValue("Waste 7.5%",3) | % | =SubTotal(G1:G2) | 1 | =PRODUCT(C3*E3,F3) | =G3
B | Plumber | Plumber | 2 | hrs | =GetRate("LAB1",$A4,2) | 1 | =PRODUCT(C4*E4,F4) | =G4
B |  | Margin | =GetValue("Plumbers margin",3) | % | =SubTotal(G1:G4) | 1 | =PRODUCT(C5*E5,F5) | =G5
I | T27.26.023 | Vandal guard for Steriline Aquafont, 250mm bowl | T27.26_PLU_DrinkFountain | No
B | AQFT250VG | Aquafont 9021 Vandal Guard 250mm | 1 | no | =GetRate("PLU",$A1,2) | 1 | =PRODUCT(C1*E1,F1) | =G1
B |  | Discount | =GetValue("Discount PLU San Ftg",3) | % | =SubTotal(G1:G1) | 1 | =PRODUCT(C2*E2,F2) | =G2
B |  | Waste and Fixings | =GetValue("Waste 7.5%",3) | % | =SubTotal(G1:G2) | 1 | =PRODUCT(C3*E3,F3) | =G3
B | Plumber | Plumber | 0.5 | hrs | =GetRate("LAB1",$A4,2) | 1 | =PRODUCT(C4*E4,F4) | =G4
B |  | Margin | =GetValue("Plumbers margin",3) | % | =SubTotal(G1:G4) | 1 | =PRODUCT(C5*E5,F5) | =G5
I | T27.26.024 | Steriline Pillarfont | T27.26_PLU_DrinkFountain | No
B | MTH9061 | Pillarfont 9061 Drinking Fountain | 1 | no | =GetRate("PLU",$A1,2) | 1 | =PRODUCT(C1*E1,F1) | =G1
B |  | Discount | =GetValue("Discount PLU San Ftg",3) | % | =SubTotal(G1:G1) | 1 | =PRODUCT(C2*E2,F2) | =G2
B |  | Waste and Fixings | =GetValue("Waste 7.5%",3) | % | =SubTotal(G1:G2) | 1 | =PRODUCT(C3*E3,F3) | =G3
B | Plumber | Plumber | 2 | hrs | =GetRate("LAB1",$A4,2) | 1 | =PRODUCT(C4*E4,F4) | =G4
B |  | Margin | =GetValue("Plumbers margin",3) | % | =SubTotal(G1:G4) | 1 | =PRODUCT(C5*E5,F5) | =G5
I | T27.26.025 | Steriline Masterfont | T27.26_PLU_DrinkFountain | No
B | MSFT120 | Masterfont 9041 Drinking Fountain | 1 | no | =GetRate("PLU",$A1,2) | 1 | =PRODUCT(C1*E1,F1) | =G1
B |  | Discount | =GetValue("Discount PLU San Ftg",3) | % | =SubTotal(G1:G1) | 1 | =PRODUCT(C2*E2,F2) | =G2
B |  | Waste and Fixings | =GetValue("Waste 7.5%",3) | % | =SubTotal(G1:G2) | 1 | =PRODUCT(C3*E3,F3) | =G3
B | Plumber | Plumber | 2 | hrs | =GetRate("LAB1",$A4,2) | 1 | =PRODUCT(C4*E4,F4) | =G4
B |  | Margin | =GetValue("Plumbers margin",3) | % | =SubTotal(G1:G4) | 1 | =PRODUCT(C5*E5,F5) | =G5
I | T27.26.026 | Burns & Ferrall standard model | T27.26_PLU_DrinkFountain | No
B | FRG20100N | BUDGET WALL MOUNTED DRINKING FOUNTAIN | 1 | no | =GetRate("PLU",$A1,2) | 1 | =PRODUCT(C1*E1,F1) | =G1
B |  | Discount | =GetValue("Discount PLU San Ftg",3) | % | =SubTotal(G1:G1) | 1 | =PRODUCT(C2*E2,F2) | =G2
B |  | Waste and Fixings | =GetValue("Waste 7.5%",3) | % | =SubTotal(G1:G2) | 1 | =PRODUCT(C3*E3,F3) | =G3
B | Plumber | Plumber | 2 | hrs | =GetRate("LAB1",$A4,2) | 1 | =PRODUCT(C4*E4,F4) | =G4
B |  | Margin | =GetValue("Plumbers margin",3) | % | =SubTotal(G1:G4) | 1 | =PRODUCT(C5*E5,F5) | =G5
I | T27.26.029 | Franke ANMX300 model | T27.26_PLU_DrinkFountain | No
B | FR-ANMX300 | WALL MOUNTED DRINKING FOUNTAIN | 1 | each | =GetRate("PLU",$A1,2) | 1 | =PRODUCT(C1*E1,F1) | =G1
B |  | Discount | =GetValue("Discount PLU San Ftg",3) | % | =SubTotal(G1:G1) | 1 | =PRODUCT(C2*E2,F2) | =G2
B |  | Waste and Fixings | =GetValue("Waste 7.5%",3) | % | =SubTotal(G1:G2) | 1 | =PRODUCT(C3*E3,F3) | =G3
B | Plumber | Plumber | 2 | hrs | =GetRate("LAB1",$A4,2) | 1 | =PRODUCT(C4*E4,F4) | =G4
B |  | Margin | =GetValue("Plumbers margin",3) | % | =SubTotal(G1:G4) | 1 | =PRODUCT(C5*E5,F5) | =G5
I | T27.26.033 | Franke ANMX301 model, with pedestal | T27.26_PLU_DrinkFountain | No
B | FR-ANMX301 | AS ABOVE BUT WITH PLINTH | 1 | each | =GetRate("PLU",$A1,2) | 1 | =PRODUCT(C1*E1,F1) | =G1
B |  | Discount | =GetValue("Discount PLU San Ftg",3) | % | =SubTotal(G1:G1) | 1 | =PRODUCT(C2*E2,F2) | =G2
B |  | Waste and Fixings | =GetValue("Waste 7.5%",3) | % | =SubTotal(G1:G2) | 1 | =PRODUCT(C3*E3,F3) | =G3
B | Plumber | Plumber | 2 | hrs | =GetRate("LAB1",$A4,2) | 1 | =PRODUCT(C4*E4,F4) | =G4
B |  | Margin | =GetValue("Plumbers margin",3) | % | =SubTotal(G1:G4) | 1 | =PRODUCT(C5*E5,F5) | =G5
I | T27.26.037 | Franke ANMX302 budget model | T27.26_PLU_DrinkFountain | No
B | FR-ANMX302 | BUDGET WALL MOUNTED DRINKING FOUNTAIN | 1 | each | =GetRate("PLU",$A1,2) | 1 | =PRODUCT(C1*E1,F1) | =G1
B |  | Discount | =GetValue("Discount PLU San Ftg",3) | % | =SubTotal(G1:G1) | 1 | =PRODUCT(C2*E2,F2) | =G2
B |  | Waste and Fixings | =GetValue("Waste 7.5%",3) | % | =SubTotal(G1:G2) | 1 | =PRODUCT(C3*E3,F3) | =G3
B | Plumber | Plumber | 2 | hrs | =GetRate("LAB1",$A4,2) | 1 | =PRODUCT(C4*E4,F4) | =G4
B |  | Margin | =GetValue("Plumbers margin",3) | % | =SubTotal(G1:G4) | 1 | =PRODUCT(C5*E5,F5) | =G5
I | T27.27.001 | Waste Disposal Units | T27.27_PLU_WasteDisposal
I | T27.27.005 | <b>Domestic type</b> | T27.27_PLU_WasteDisposal
I | T27.27.009 | In-Sink-Erator, ID45 | T27.27_PLU_WasteDisposal | No
B | ISE45 | In-Sink-Erator 45 Disposer | 1 | no | =GetRate("PLU",$A1,2) | 1 | =PRODUCT(C1*E1,F1) | =G1
B |  | Discount | =GetValue("Discount PLU San Ftg",3) | % | =SubTotal(G1:G1) | 1 | =PRODUCT(C2*E2,F2) | =G2
B |  | Waste and Fixings | =GetValue("Waste 7.5%",3) | % | =SubTotal(G1:G2) | 1 | =PRODUCT(C3*E3,F3) | =G3
B | Plumber | Plumber | 1.5 | hrs | =GetRate("LAB1",$A4,2) | 1 | =PRODUCT(C4*E4,F4) | =G4
B |  | Margin | =GetValue("Plumbers margin",3) | % | =SubTotal(G1:G4) | 1 | =PRODUCT(C5*E5,F5) | =G5
I | T27.27.013 | In-Sink-Erator, ID55 | T27.27_PLU_WasteDisposal | No
B | ISE55 | In-Sink-Erator 55 Disposer | 1 | no | =GetRate("PLU",$A1,2) | 1 | =PRODUCT(C1*E1,F1) | =G1
B |  | Discount | =GetValue("Discount PLU San Ftg",3) | % | =SubTotal(G1:G1) | 1 | =PRODUCT(C2*E2,F2) | =G2
B |  | Waste and Fixings | =GetValue("Waste 7.5%",3) | % | =SubTotal(G1:G2) | 1 | =PRODUCT(C3*E3,F3) | =G3
B | Plumber | Plumber | 1.5 | hrs | =GetRate("LAB1",$A4,2) | 1 | =PRODUCT(C4*E4,F4) | =G4
B |  | Margin | =GetValue("Plumbers margin",3) | % | =SubTotal(G1:G4) | 1 | =PRODUCT(C5*E5,F5) | =G5
I | T27.27.017 | In-Sink-Erator, ID65 | T27.27_PLU_WasteDisposal | No
B | ISE65 | In-Sink-Erator 65 Disposer | 1 | no | =GetRate("PLU",$A1,2) | 1 | =PRODUCT(C1*E1,F1) | =G1
B |  | Discount | =GetValue("Discount PLU San Ftg",3) | % | =SubTotal(G1:G1) | 1 | =PRODUCT(C2*E2,F2) | =G2
B |  | Waste and Fixings | =GetValue("Waste 7.5%",3) | % | =SubTotal(G1:G2) | 1 | =PRODUCT(C3*E3,F3) | =G3
B | Plumber | Plumber | 1.5 | hrs | =GetRate("LAB1",$A4,2) | 1 | =PRODUCT(C4*E4,F4) | =G4
B |  | Margin | =GetValue("Plumbers margin",3) | % | =SubTotal(G1:G4) | 1 | =PRODUCT(C5*E5,F5) | =G5
I | T27.28.001 | Saunas and Spa Pools | T27.28_PLU_SaunaSpa
I | T27.28.005 | <b>Prefabricated Sauna Bath,</b> including heater and controls, 1950mm high | T27.28_PLU_SaunaSpa
I | T27.28.009 | 6.9kW, 2100mm x 1500mm | T27.28_PLU_SaunaSpa | No | 8500
I | T27.28.013 | 8.0kW, 2100mm x 2000mm | T27.28_PLU_SaunaSpa | No | 9500
I | T27.28.017 | <b>Spa Pool,</b> including installation, plumbing, air supply, electrical connection, pumps, heating, filters, lockable hard lid cover | T27.28_PLU_SaunaSpa
I | T27.28.021 | 2m x 2m x 700mm deep, 5 seater | T27.28_PLU_SaunaSpa | No | 7500
I | T27.28.025 | 2m x 1.8m x 760mm deep, 4 seater | T27.28_PLU_SaunaSpa | No | 7500
I | T27.30.001 | Taps | T27.30_PLU_Taps_Cocks
I | T27.30.005 | Prices for taps include chrome plated finish and connection to pipework | T27.30_PLU_Taps_Cocks
I | T27.30.009 | For mixers, | T27.30_PLU_Taps_Cocks
I | T27.30.013 | <b>Basin Tap, 15mm</b> | T27.30_PLU_Taps_Cocks
I | T27.30.017 | Foreno FBT1 | T27.30_PLU_Taps_Cocks | Pr
B | FBT1 | Foreno Basin Taps Pair | 1 | no | =GetRate("PLU",$A1,2) | 1 | =PRODUCT(C1*E1,F1) | =G1
B |  | Discount | =GetValue("Discount PLU Tap",3) | % | =SubTotal(G1:G1) | 1 | =PRODUCT(C2*E2,F2) | =G2
B |  | Waste and Fixings | =GetValue("Waste 7.5%",3) | % | =SubTotal(G1:G2) | 1 | =PRODUCT(C3*E3,F3) | =G3
B | Plumber | Plumber | 0.5 | hrs | =GetRate("LAB1",$A4,2) | 1 | =PRODUCT(C4*E4,F4) | =G4
B |  | Margin | =GetValue("Plumbers margin",3) | % | =SubTotal(G1:G4) | 1 | =PRODUCT(C5*E5,F5) | =G5
I | T27.30.021 | Greens Project | T27.30_PLU_Taps_Cocks | No
B | GSZ510'CP | 510 Project Basin Tap Chrome (510610009) | 1 | no | =GetRate("PLU",$A1,2) | 1 | =PRODUCT(C1*E1,F1) | =G1
B |  | Discount | =GetValue("Discount PLU Tap",3) | % | =SubTotal(G1:G1) | 1 | =PRODUCT(C2*E2,F2) | =G2
B |  | Waste and Fixings | =GetValue("Waste 7.5%",3) | % | =SubTotal(G1:G2) | 1 | =PRODUCT(C3*E3,F3) | =G3
B | Plumber | Plumber | 0.5 | hrs | =GetRate("LAB1",$A4,2) | 1 | =PRODUCT(C4*E4,F4) | =G4
B |  | Margin | =GetValue("Plumbers margin",3) | % | =SubTotal(G1:G4) | 1 | =PRODUCT(C5*E5,F5) | =G5
I | T27.30.025 | Methven Awa | T27.30_PLU_Taps_Cocks | No
B | MTHAW623'CP | Awa Basin Tap Chrome | 1 | no | =GetRate("PLU",$A1,2) | 1 | =PRODUCT(C1*E1,F1) | =G1
B |  | Discount | =GetValue("Discount PLU Tap",3) | % | =SubTotal(G1:G1) | 1 | =PRODUCT(C2*E2,F2) | =G2
B |  | Waste and Fixings | =GetValue("Waste 7.5%",3) | % | =SubTotal(G1:G2) | 1 | =PRODUCT(C3*E3,F3) | =G3
B | Plumber | Plumber | 0.5 | hrs | =GetRate("LAB1",$A4,2) | 1 | =PRODUCT(C4*E4,F4) | =G4
B |  | Margin | =GetValue("Plumbers margin",3) | % | =SubTotal(G1:G4) | 1 | =PRODUCT(C5*E5,F5) | =G5
I | T27.30.029 | Methven Classical Belaire BA624 | T27.30_PLU_Taps_Cocks | No
B | BA623CP | BA623 Belaire Basin Tap Chrome | 1 | no | =GetRate("PLU",$A1,2) | 1 | =PRODUCT(C1*E1,F1) | =G1
B |  | Discount | =GetValue("Discount PLU Tap",3) | % | =SubTotal(G1:G1) | 1 | =PRODUCT(C2*E2,F2) | =G2
B |  | Waste and Fixings | =GetValue("Waste 7.5%",3) | % | =SubTotal(G1:G2) | 1 | =PRODUCT(C3*E3,F3) | =G3
B | Plumber | Plumber | 0.5 | hrs | =GetRate("LAB1",$A4,2) | 1 | =PRODUCT(C4*E4,F4) | =G4
B |  | Margin | =GetValue("Plumbers margin",3) | % | =SubTotal(G1:G4) | 1 | =PRODUCT(C5*E5,F5) | =G5
I | T27.30.033 | <b>Bath Tap, 15mm</b> | T27.30_PLU_Taps_Cocks
I | T27.30.037 | Foreno Rocket REB2 | T27.30_PLU_Taps_Cocks | No
B | REB2 | Rocket 20mm bath taps | 1 | pr | =GetRate("PLU",$A1,2) | 1 | =PRODUCT(C1*E1,F1) | =G1
B |  | Discount | =GetValue("Discount PLU Tap",3) | % | =SubTotal(G1:G1) | 1 | =PRODUCT(C2*E2,F2) | =G2
B |  | Waste and Fixings | =GetValue("Waste 7.5%",3) | % | =SubTotal(G1:G2) | 1 | =PRODUCT(C3*E3,F3) | =G3
B | Plumber | Plumber | 0.5 | hrs | =GetRate("LAB1",$A4,2) | 1 | =PRODUCT(C4*E4,F4) | =G4
B |  | Margin | =GetValue("Plumbers margin",3) | % | =SubTotal(G1:G4) | 1 | =PRODUCT(C5*E5,F5) | =G5
I | T27.30.041 | Greens Project | T27.30_PLU_Taps_Cocks | No
B | GS613CP | #513 Project Bath Tap Chrome(#513610009) | 1 | no | =GetRate("PLU",$A1,2) | 1 | =PRODUCT(C1*E1,F1) | =G1
B |  | Discount | =GetValue("Discount PLU Tap",3) | % | =SubTotal(G1:G1) | 1 | =PRODUCT(C2*E2,F2) | =G2
B |  | Waste and Fixings | =GetValue("Waste 7.5%",3) | % | =SubTotal(G1:G2) | 1 | =PRODUCT(C3*E3,F3) | =G3
B | Plumber | Plumber | 0.5 | hrs | =GetRate("LAB1",$A4,2) | 1 | =PRODUCT(C4*E4,F4) | =G4
B |  | Margin | =GetValue("Plumbers margin",3) | % | =SubTotal(G1:G4) | 1 | =PRODUCT(C5*E5,F5) | =G5
I | T27.30.045 | Methven Awa | T27.30_PLU_Taps_Cocks | No
B | MTHAW49320'CP | Awa Bath Tap Chrome | 1 | no | =GetRate("PLU",$A1,2) | 1 | =PRODUCT(C1*E1,F1) | =G1
B |  | Discount | =GetValue("Discount PLU Tap",3) | % | =SubTotal(G1:G1) | 1 | =PRODUCT(C2*E2,F2) | =G2
B |  | Waste and Fixings | =GetValue("Waste 7.5%",3) | % | =SubTotal(G1:G2) | 1 | =PRODUCT(C3*E3,F3) | =G3
B | Plumber | Plumber | 0.5 | hrs | =GetRate("LAB1",$A4,2) | 1 | =PRODUCT(C4*E4,F4) | =G4
B |  | Margin | =GetValue("Plumbers margin",3) | % | =SubTotal(G1:G4) | 1 | =PRODUCT(C5*E5,F5) | =G5
I | T27.30.049 | Methven Classical Belaire BA494 | T27.30_PLU_Taps_Cocks | No
B | BA493X15CP | BA493X15 Belaire Sink Tap Chrome | 1 | no | =GetRate("PLU",$A1,2) | 1 | =PRODUCT(C1*E1,F1) | =G1
B |  | Discount | =GetValue("Discount PLU Tap",3) | % | =SubTotal(G1:G1) | 1 | =PRODUCT(C2*E2,F2) | =G2
B |  | Waste and Fixings | =GetValue("Waste 7.5%",3) | % | =SubTotal(G1:G2) | 1 | =PRODUCT(C3*E3,F3) | =G3
B | Plumber | Plumber | 0.5 | hrs | =GetRate("LAB1",$A4,2) | 1 | =PRODUCT(C4*E4,F4) | =G4
B |  | Margin | =GetValue("Plumbers margin",3) | % | =SubTotal(G1:G4) | 1 | =PRODUCT(C5*E5,F5) | =G5
I | T27.30.053 | <b>Tub Tap, 15mm</b> | T27.30_PLU_Taps_Cocks
I | T27.30.057 | Kowhai | T27.30_PLU_Taps_Cocks | No
B | 48X15CP | 48x15mm Kowhai Tub Tap Chrome | 1 | pr | =GetRate("PLU",$A1,2) | 1 | =PRODUCT(C1*E1,F1) | =G1
B |  | Discount | =GetValue("Discount PLU Tap",3) | % | =SubTotal(G1:G1) | 1 | =PRODUCT(C2*E2,F2) | =G2
B |  | Waste and Fixings | =GetValue("Waste 7.5%",3) | % | =SubTotal(G1:G2) | 1 | =PRODUCT(C3*E3,F3) | =G3
B | Plumber | Plumber | 0.5 | hrs | =GetRate("LAB1",$A4,2) | 1 | =PRODUCT(C4*E4,F4) | =G4
B |  | Margin | =GetValue("Plumbers margin",3) | % | =SubTotal(G1:G4) | 1 | =PRODUCT(C5*E5,F5) | =G5
I | T27.30.061 | Methven Awa | T27.30_PLU_Taps_Cocks | No
B | MTHAW483'CP | Awa Tub Tap Chrome | 1 | no | =GetRate("PLU",$A1,2) | 1 | =PRODUCT(C1*E1,F1) | =G1
B |  | Discount | =GetValue("Discount PLU Tap",3) | % | =SubTotal(G1:G1) | 1 | =PRODUCT(C2*E2,F2) | =G2
B |  | Waste and Fixings | =GetValue("Waste 7.5%",3) | % | =SubTotal(G1:G2) | 1 | =PRODUCT(C3*E3,F3) | =G3
B | Plumber | Plumber | 0.5 | hrs | =GetRate("LAB1",$A4,2) | 1 | =PRODUCT(C4*E4,F4) | =G4
B |  | Margin | =GetValue("Plumbers margin",3) | % | =SubTotal(G1:G4) | 1 | =PRODUCT(C5*E5,F5) | =G5
I | T27.30.065 | Methven Classical Belaire BA484 | T27.30_PLU_Taps_Cocks | No
B | BA483CP | BA483 Belaire Tub Tap Chrome | 1 | no | =GetRate("PLU",$A1,2) | 1 | =PRODUCT(C1*E1,F1) | =G1
B |  | Discount | =GetValue("Discount PLU Tap",3) | % | =SubTotal(G1:G1) | 1 | =PRODUCT(C2*E2,F2) | =G2
B |  | Waste and Fixings | =GetValue("Waste 7.5%",3) | % | =SubTotal(G1:G2) | 1 | =PRODUCT(C3*E3,F3) | =G3
B | Plumber | Plumber | 0.5 | hrs | =GetRate("LAB1",$A4,2) | 1 | =PRODUCT(C4*E4,F4) | =G4
B |  | Margin | =GetValue("Plumbers margin",3) | % | =SubTotal(G1:G4) | 1 | =PRODUCT(C5*E5,F5) | =G5
I | T27.30.069 | <b>Shower Tap, 15mm</b> | T27.30_PLU_Taps_Cocks
I | T27.30.073 | Kowhai | T27.30_PLU_Taps_Cocks | No
B | 45X15CP | 45x15mm Kowhai Shower Tap Chrome | 1 | pr | =GetRate("PLU",$A1,2) | 1 | =PRODUCT(C1*E1,F1) | =G1
B |  | Discount | =GetValue("Discount PLU Tap",3) | % | =SubTotal(G1:G1) | 1 | =PRODUCT(C2*E2,F2) | =G2
B |  | Waste and Fixings | =GetValue("Waste 7.5%",3) | % | =SubTotal(G1:G2) | 1 | =PRODUCT(C3*E3,F3) | =G3
B | Plumber | Plumber | 0.5 | hrs | =GetRate("LAB1",$A4,2) | 1 | =PRODUCT(C4*E4,F4) | =G4
B |  | Margin | =GetValue("Plumbers margin",3) | % | =SubTotal(G1:G4) | 1 | =PRODUCT(C5*E5,F5) | =G5
I | T27.30.077 | Methven Awa | T27.30_PLU_Taps_Cocks | No
B | MTHAW453'CP | Awa Shower Stop Chrome | 1 | no | =GetRate("PLU",$A1,2) | 1 | =PRODUCT(C1*E1,F1) | =G1
B |  | Discount | =GetValue("Discount PLU Tap",3) | % | =SubTotal(G1:G1) | 1 | =PRODUCT(C2*E2,F2) | =G2
B |  | Waste and Fixings | =GetValue("Waste 7.5%",3) | % | =SubTotal(G1:G2) | 1 | =PRODUCT(C3*E3,F3) | =G3
B | Plumber | Plumber | 0.5 | hrs | =GetRate("LAB1",$A4,2) | 1 | =PRODUCT(C4*E4,F4) | =G4
B |  | Margin | =GetValue("Plumbers margin",3) | % | =SubTotal(G1:G4) | 1 | =PRODUCT(C5*E5,F5) | =G5
I | T27.30.081 | Methven Classical Belaire BA454 | T27.30_PLU_Taps_Cocks | No
B | BA453CP | BA453 Belaire Shower Tap Chrome | 1 | no | =GetRate("PLU",$A1,2) | 1 | =PRODUCT(C1*E1,F1) | =G1
B |  | Discount | =GetValue("Discount PLU Tap",3) | % | =SubTotal(G1:G1) | 1 | =PRODUCT(C2*E2,F2) | =G2
B |  | Waste and Fixings | =GetValue("Waste 7.5%",3) | % | =SubTotal(G1:G2) | 1 | =PRODUCT(C3*E3,F3) | =G3
B | Plumber | Plumber | 0.5 | hrs | =GetRate("LAB1",$A4,2) | 1 | =PRODUCT(C4*E4,F4) | =G4
B |  | Margin | =GetValue("Plumbers margin",3) | % | =SubTotal(G1:G4) | 1 | =PRODUCT(C5*E5,F5) | =G5
I | T27.30.089 | <b>Cistern/Washing Machine Tap, 15mm</b> | T27.30_PLU_Taps_Cocks
I | T27.30.093 | Methven Awa | T27.30_PLU_Taps_Cocks | No
B | AW413FWM | Methven Awa Washing Machine Tap CD | 1 | no | =GetRate("PLU",$A1,2) | 1 | =PRODUCT(C1*E1,F1) | =G1
B |  | Discount | =GetValue("Discount PLU Tap",3) | % | =SubTotal(G1:G1) | 1 | =PRODUCT(C2*E2,F2) | =G2
B |  | Waste and Fixings | =GetValue("Waste 7.5%",3) | % | =SubTotal(G1:G2) | 1 | =PRODUCT(C3*E3,F3) | =G3
B | Plumber | Plumber | 0.5 | hrs | =GetRate("LAB1",$A4,2) | 1 | =PRODUCT(C4*E4,F4) | =G4
B |  | Margin | =GetValue("Plumbers margin",3) | % | =SubTotal(G1:G4) | 1 | =PRODUCT(C5*E5,F5) | =G5
I | T27.30.097 | Methven Classical Belaire BA414 | T27.30_PLU_Taps_Cocks | No
B | BA414FX15CP | BA414FX15 Belaire-Cer Cistern Tap Chrome | 1 | no | =GetRate("PLU",$A1,2) | 1 | =PRODUCT(C1*E1,F1) | =G1
B |  | Discount | =GetValue("Discount PLU Tap",3) | % | =SubTotal(G1:G1) | 1 | =PRODUCT(C2*E2,F2) | =G2
B |  | Waste and Fixings | =GetValue("Waste 7.5%",3) | % | =SubTotal(G1:G2) | 1 | =PRODUCT(C3*E3,F3) | =G3
B | Plumber | Plumber | 0.5 | hrs | =GetRate("LAB1",$A4,2) | 1 | =PRODUCT(C4*E4,F4) | =G4
B |  | Margin | =GetValue("Plumbers margin",3) | % | =SubTotal(G1:G4) | 1 | =PRODUCT(C5*E5,F5) | =G5
I | T27.30.101 | <b>Basin Faucet, 15mm</b> | T27.30_PLU_Taps_Cocks
I | T27.30.109 | Methven Awa | T27.30_PLU_Taps_Cocks | No
B | MTHAW318'CP | Methven Awa Basin Faucet Chrome | 1 | no | =GetRate("PLU",$A1,2) | 1 | =PRODUCT(C1*E1,F1) | =G1
B |  | Discount | =GetValue("Discount PLU Tap",3) | % | =SubTotal(G1:G1) | 1 | =PRODUCT(C2*E2,F2) | =G2
B |  | Waste and Fixings | =GetValue("Waste 7.5%",3) | % | =SubTotal(G1:G2) | 1 | =PRODUCT(C3*E3,F3) | =G3
B | Plumber | Plumber | 0.5 | hrs | =GetRate("LAB1",$A4,2) | 1 | =PRODUCT(C4*E4,F4) | =G4
B |  | Margin | =GetValue("Plumbers margin",3) | % | =SubTotal(G1:G4) | 1 | =PRODUCT(C5*E5,F5) | =G5
I | T27.30.113 | Methven Classical Belaire BA319 | T27.30_PLU_Taps_Cocks | No
B | BA318CP | BA318 Belaire Basin Faucet Chrome | 1 | no | =GetRate("PLU",$A1,2) | 1 | =PRODUCT(C1*E1,F1) | =G1
B |  | Discount | =GetValue("Discount PLU Tap",3) | % | =SubTotal(G1:G1) | 1 | =PRODUCT(C2*E2,F2) | =G2
B |  | Waste and Fixings | =GetValue("Waste 7.5%",3) | % | =SubTotal(G1:G2) | 1 | =PRODUCT(C3*E3,F3) | =G3
B | Plumber | Plumber | 0.5 | hrs | =GetRate("LAB1",$A4,2) | 1 | =PRODUCT(C4*E4,F4) | =G4
B |  | Margin | =GetValue("Plumbers margin",3) | % | =SubTotal(G1:G4) | 1 | =PRODUCT(C5*E5,F5) | =G5
I | T27.30.117 | Foreno FBF3 | T27.30_PLU_Taps_Cocks | No
B | FBF3 | Foreno Basin Faucet | 1 | no | =GetRate("PLU",$A1,2) | 1 | =PRODUCT(C1*E1,F1) | =G1
B |  | Discount | =GetValue("Discount PLU Tap",3) | % | =SubTotal(G1:G1) | 1 | =PRODUCT(C2*E2,F2) | =G2
B |  | Waste and Fixings | =GetValue("Waste 7.5%",3) | % | =SubTotal(G1:G2) | 1 | =PRODUCT(C3*E3,F3) | =G3
B | Plumber | Plumber | 0.5 | hrs | =GetRate("LAB1",$A4,2) | 1 | =PRODUCT(C4*E4,F4) | =G4
B |  | Margin | =GetValue("Plumbers margin",3) | % | =SubTotal(G1:G4) | 1 | =PRODUCT(C5*E5,F5) | =G5
I | T27.30.121 | <b>Bath Faucet, 15mm</b> | T27.30_PLU_Taps_Cocks
I | T27.30.125 | Foreno FBF9 | T27.30_PLU_Taps_Cocks | No
B | FBF9 | exposed bath faucet 15mm | 1 | no | =GetRate("PLU",$A1,2) | 1 | =PRODUCT(C1*E1,F1) | =G1
B |  | Discount | =GetValue("Discount PLU Tap",3) | % | =SubTotal(G1:G1) | 1 | =PRODUCT(C2*E2,F2) | =G2
B |  | Waste and Fixings | =GetValue("Waste 7.5%",3) | % | =SubTotal(G1:G2) | 1 | =PRODUCT(C3*E3,F3) | =G3
B | Plumber | Plumber | 0.5 | hrs | =GetRate("LAB1",$A4,2) | 1 | =PRODUCT(C4*E4,F4) | =G4
B |  | Margin | =GetValue("Plumbers margin",3) | % | =SubTotal(G1:G4) | 1 | =PRODUCT(C5*E5,F5) | =G5
I | T27.30.129 | Methven Awa | T27.30_PLU_Taps_Cocks | No
B | MTHAW383'CP | Awa Bath Faucet Chrome | 1 | no | =GetRate("PLU",$A1,2) | 1 | =PRODUCT(C1*E1,F1) | =G1
B |  | Discount | =GetValue("Discount PLU Tap",3) | % | =SubTotal(G1:G1) | 1 | =PRODUCT(C2*E2,F2) | =G2
B |  | Waste and Fixings | =GetValue("Waste 7.5%",3) | % | =SubTotal(G1:G2) | 1 | =PRODUCT(C3*E3,F3) | =G3
B | Plumber | Plumber | 0.5 | hrs | =GetRate("LAB1",$A4,2) | 1 | =PRODUCT(C4*E4,F4) | =G4
B |  | Margin | =GetValue("Plumbers margin",3) | % | =SubTotal(G1:G4) | 1 | =PRODUCT(C5*E5,F5) | =G5
I | T27.30.133 | Methven Classical Belaire BA384 | T27.30_PLU_Taps_Cocks | No
B | BA383CP | BA383 Belaire Bath Faucet Chrome | 1 | no | =GetRate("PLU",$A1,2) | 1 | =PRODUCT(C1*E1,F1) | =G1
B |  | Discount | =GetValue("Discount PLU Tap",3) | % | =SubTotal(G1:G1) | 1 | =PRODUCT(C2*E2,F2) | =G2
B |  | Waste and Fixings | =GetValue("Waste 7.5%",3) | % | =SubTotal(G1:G2) | 1 | =PRODUCT(C3*E3,F3) | =G3
B | Plumber | Plumber | 0.5 | hrs | =GetRate("LAB1",$A4,2) | 1 | =PRODUCT(C4*E4,F4) | =G4
B |  | Margin | =GetValue("Plumbers margin",3) | % | =SubTotal(G1:G4) | 1 | =PRODUCT(C5*E5,F5) | =G5
I | T27.30.137 | <b>Sink Faucet, 15mm</b> | T27.30_PLU_Taps_Cocks
I | T27.30.141 | Methven Awa | T27.30_PLU_Taps_Cocks | No
B | MTHAW34315'CP | Awa Sink Faucet Chrome | 1 | no | =GetRate("PLU",$A1,2) | 1 | =PRODUCT(C1*E1,F1) | =G1
B |  | Discount | =GetValue("Discount PLU Tap",3) | % | =SubTotal(G1:G1) | 1 | =PRODUCT(C2*E2,F2) | =G2
B |  | Waste and Fixings | =GetValue("Waste 7.5%",3) | % | =SubTotal(G1:G2) | 1 | =PRODUCT(C3*E3,F3) | =G3
B | Plumber | Plumber | 0.5 | hrs | =GetRate("LAB1",$A4,2) | 1 | =PRODUCT(C4*E4,F4) | =G4
B |  | Margin | =GetValue("Plumbers margin",3) | % | =SubTotal(G1:G4) | 1 | =PRODUCT(C5*E5,F5) | =G5
I | T27.30.145 | Foreno Neoclassic NSF4 | T27.30_PLU_Taps_Cocks | No
B | 34315-CP | Neoclassic Sink Faucet A/P | 1 | no | =GetRate("PLU",$A1,2) | 1 | =PRODUCT(C1*E1,F1) | =G1
B |  | Discount | =GetValue("Discount PLU Tap",3) | % | =SubTotal(G1:G1) | 1 | =PRODUCT(C2*E2,F2) | =G2
B |  | Waste and Fixings | =GetValue("Waste 7.5%",3) | % | =SubTotal(G1:G2) | 1 | =PRODUCT(C3*E3,F3) | =G3
B | Plumber | Plumber | 0.5 | hrs | =GetRate("LAB1",$A4,2) | 1 | =PRODUCT(C4*E4,F4) | =G4
B |  | Margin | =GetValue("Plumbers margin",3) | % | =SubTotal(G1:G4) | 1 | =PRODUCT(C5*E5,F5) | =G5
I | T27.30.149 | Methven Classical Belaire BA344 | T27.30_PLU_Taps_Cocks | No
B | BA343CP | BA343 Belaire Sink Faucet Chrome | 1 | no | =GetRate("PLU",$A1,2) | 1 | =PRODUCT(C1*E1,F1) | =G1
B |  | Discount | =GetValue("Discount PLU Tap",3) | % | =SubTotal(G1:G1) | 1 | =PRODUCT(C2*E2,F2) | =G2
B |  | Waste and Fixings | =GetValue("Waste 7.5%",3) | % | =SubTotal(G1:G2) | 1 | =PRODUCT(C3*E3,F3) | =G3
B | Plumber | Plumber | 0.5 | hrs | =GetRate("LAB1",$A4,2) | 1 | =PRODUCT(C4*E4,F4) | =G4
B |  | Margin | =GetValue("Plumbers margin",3) | % | =SubTotal(G1:G4) | 1 | =PRODUCT(C5*E5,F5) | =G5
I | T27.30.153 | Add for ceramic washer | T27.30_PLU_Taps_Cocks | No
B | BA344CP | BA344 Belaire-Cer Sink Faucet Chrome | 1 | no | =GetRate("PLU",$A1,2) | 1 | =PRODUCT(C1*E1,F1) | =G1
B |  | Discount | =GetValue("Discount PLU Tap",3) | % | =SubTotal(G1:G1) | 1 | =PRODUCT(C2*E2,F2) | =G2
B |  | Waste and Fixings | =GetValue("Waste 7.5%",3) | % | =SubTotal(G1:G2) | 1 | =PRODUCT(C3*E3,F3) | =G3
B | BA343CP | BA343 Belaire Sink Faucet Chrome | -1 | no | =GetRate("PLU",$A4,2) | 1 | =PRODUCT(C4*E4,F4) | =G4
B |  | Discount | =GetValue("Discount PLU Tap",3) | % | =SubTotal(G4:G4) | 1 | =PRODUCT(C5*E5,F5) | =G5
B |  | Waste and Fixings | =GetValue("Waste 7.5%",3) | % | =SubTotal(G4:G5) | 1 | =PRODUCT(C6*E6,F6) | =G6
B |  | Margin | =GetValue("Plumbers margin",3) | % | =SubTotal(G1:G6) | 1 | =PRODUCT(C7*E7,F7) | =G7
I | T27.30.157 | <b>Brass Hose Tap</b> | T27.30_PLU_Taps_Cocks
I | T27.30.161 | 15mm | T27.30_PLU_Taps_Cocks | No
B | HTF | 15mm U/P Brass Female Hose Tap | 1 | no | =GetRate("PLU",$A1,2) | 1 | =PRODUCT(C1*E1,F1) | =G1
B |  | Discount | =GetValue("Discount PLU Tap",3) | % | =SubTotal(G1:G1) | 1 | =PRODUCT(C2*E2,F2) | =G2
B |  | Waste and Fixings | =GetValue("Waste 7.5%",3) | % | =SubTotal(G1:G2) | 1 | =PRODUCT(C3*E3,F3) | =G3
B | Plumber | Plumber | 0.25 | hrs | =GetRate("LAB1",$A4,2) | 1 | =PRODUCT(C4*E4,F4) | =G4
B |  | Margin | =GetValue("Plumbers margin",3) | % | =SubTotal(G1:G4) | 1 | =PRODUCT(C5*E5,F5) | =G5
I | T27.30.165 | 20mm | T27.30_PLU_Taps_Cocks | No
B | HT20 | 20mm U/P Brass Male Hose Tap | 1 | no | =GetRate("PLU",$A1,2) | 1 | =PRODUCT(C1*E1,F1) | =G1
B |  | Discount | =GetValue("Discount PLU Tap",3) | % | =SubTotal(G1:G1) | 1 | =PRODUCT(C2*E2,F2) | =G2
B |  | Waste and Fixings | =GetValue("Waste 7.5%",3) | % | =SubTotal(G1:G2) | 1 | =PRODUCT(C3*E3,F3) | =G3
B | Plumber | Plumber | 0.25 | hrs | =GetRate("LAB1",$A4,2) | 1 | =PRODUCT(C4*E4,F4) | =G4
B |  | Margin | =GetValue("Plumbers margin",3) | % | =SubTotal(G1:G4) | 1 | =PRODUCT(C5*E5,F5) | =G5
I | T27.31.001 | Mixers | T27.31_PLU_Mixers
I | T27.31.005 | Prices for mixers include chrome plated finish and connection to pipework | T27.31_PLU_Mixers
I | T27.31.009 | <b>Kitchen Sink Mixer,</b> ceramic disk single lever | T27.31_PLU_Mixers
I | T27.31.021 | Greens Kermadec | T27.31_PLU_Mixers | No
B | GSKD490CP | #Greens Kermadec Sink Mixer A/P Chrome | 1 | no | =GetRate("PLU",$A1,2) | 1 | =PRODUCT(C1*E1,F1) | =G1
B |  | Discount | =GetValue("Discount PLU Tap",3) | % | =SubTotal(G1:G1) | 1 | =PRODUCT(C2*E2,F2) | =G2
B |  | Waste and Fixings | =GetValue("Waste 2.5%",3) | % | =SubTotal(G1:G2) | 1 | =PRODUCT(C3*E3,F3) | =G3
B | Plumber | Plumber | 1.25 | hrs | =GetRate("LAB1",$A4,2) | 1 | =PRODUCT(C4*E4,F4) | =G4
B |  | Margin | =GetValue("Plumbers margin",3) | % | =SubTotal(G1:G4) | 1 | =PRODUCT(C5*E5,F5) | =G5
I | T27.31.025 | Methven Centique | T27.31_PLU_Mixers | No
B | CQLCP | Centique Sink Mixer Chrome | 1 | no | =GetRate("PLU",$A1,2) | 1 | =PRODUCT(C1*E1,F1) | =G1
B |  | Discount | =GetValue("Discount PLU Tap",3) | % | =SubTotal(G1:G1) | 1 | =PRODUCT(C2*E2,F2) | =G2
B |  | Waste and Fixings | =GetValue("Waste 2.5%",3) | % | =SubTotal(G1:G2) | 1 | =PRODUCT(C3*E3,F3) | =G3
B | Plumber | Plumber | 1.25 | hrs | =GetRate("LAB1",$A4,2) | 1 | =PRODUCT(C4*E4,F4) | =G4
B |  | Margin | =GetValue("Plumbers margin",3) | % | =SubTotal(G1:G4) | 1 | =PRODUCT(C5*E5,F5) | =G5
I | T27.31.029 | Methven Futura | T27.31_PLU_Mixers | No
B | FUTFTKCP | Futura (FTKCP) Sink Mixer Chrome All Pressures | 1 | no | =GetRate("PLU",$A1,2) | 1 | =PRODUCT(C1*E1,F1) | =G1
B |  | Discount | =GetValue("Discount PLU Tap",3) | % | =SubTotal(G1:G1) | 1 | =PRODUCT(C2*E2,F2) | =G2
B |  | Waste and Fixings | =GetValue("Waste 2.5%",3) | % | =SubTotal(G1:G2) | 1 | =PRODUCT(C3*E3,F3) | =G3
B | Plumber | Plumber | 1.25 | hrs | =GetRate("LAB1",$A4,2) | 1 | =PRODUCT(C4*E4,F4) | =G4
B |  | Margin | =GetValue("Plumbers margin",3) | % | =SubTotal(G1:G4) | 1 | =PRODUCT(C5*E5,F5) | =G5
I | T27.31.033 | <b>Kitchen Sink Mixer,</b> with pull out spray | T27.31_PLU_Mixers
I | T27.31.037 | Methven Centique | T27.31_PLU_Mixers | No
B | CQLVEGCP | Centique Sink Mixer c/w Vege Spray Chrome VS2030 | 1 | no | =GetRate("PLU",$A1,2) | 1 | =PRODUCT(C1*E1,F1) | =G1
B |  | Discount | =GetValue("Discount PLU Tap",3) | % | =SubTotal(G1:G1) | 1 | =PRODUCT(C2*E2,F2) | =G2
B |  | Waste and Fixings | =GetValue("Waste 2.5%",3) | % | =SubTotal(G1:G2) | 1 | =PRODUCT(C3*E3,F3) | =G3
B | Plumber | Plumber | 1.25 | hrs | =GetRate("LAB1",$A4,2) | 1 | =PRODUCT(C4*E4,F4) | =G4
B |  | Margin | =GetValue("Plumbers margin",3) | % | =SubTotal(G1:G4) | 1 | =PRODUCT(C5*E5,F5) | =G5
I | T27.31.041 | Greens Edge | T27.31_PLU_Mixers | No
B | GSE150PCP | #150 Edge Pull-Out Spray Sink Mixer Chrome | 1 | no | =GetRate("PLU",$A1,2) | 1 | =PRODUCT(C1*E1,F1) | =G1
B |  | Discount | =GetValue("Discount PLU Tap",3) | % | =SubTotal(G1:G1) | 1 | =PRODUCT(C2*E2,F2) | =G2
B |  | Waste and Fixings | =GetValue("Waste 2.5%",3) | % | =SubTotal(G1:G2) | 1 | =PRODUCT(C3*E3,F3) | =G3
B | Plumber | Plumber | 1.25 | hrs | =GetRate("LAB1",$A4,2) | 1 | =PRODUCT(C4*E4,F4) | =G4
B |  | Margin | =GetValue("Plumbers margin",3) | % | =SubTotal(G1:G4) | 1 | =PRODUCT(C5*E5,F5) | =G5
I | T27.31.045 | <b>Basin Mixer,</b> ceramic disk single lever | T27.31_PLU_Mixers
I | T27.31.049 | Foreno | T27.31_PLU_Mixers | No
B | FMB2 | Foreno FMB2 | 1 | no | =GetRate("PLU",$A1,2) | 1 | =PRODUCT(C1*E1,F1) | =G1
B |  | Discount | =GetValue("Discount PLU Tap",3) | % | =SubTotal(G1:G1) | 1 | =PRODUCT(C2*E2,F2) | =G2
B |  | Waste and Fixings | =GetValue("Waste 2.5%",3) | % | =SubTotal(G1:G2) | 1 | =PRODUCT(C3*E3,F3) | =G3
B | Plumber | Plumber | 1.25 | hrs | =GetRate("LAB1",$A4,2) | 1 | =PRODUCT(C4*E4,F4) | =G4
B |  | Margin | =GetValue("Plumbers margin",3) | % | =SubTotal(G1:G4) | 1 | =PRODUCT(C5*E5,F5) | =G5
I | T27.31.057 | Methven Futura | T27.31_PLU_Mixers | No
B | FU2050CP | Futura FU2050 Basin Mixer Chrome | 1 | no | =GetRate("PLU",$A1,2) | 1 | =PRODUCT(C1*E1,F1) | =G1
B |  | Discount | =GetValue("Discount PLU Tap",3) | % | =SubTotal(G1:G1) | 1 | =PRODUCT(C2*E2,F2) | =G2
B |  | Waste and Fixings | =GetValue("Waste 2.5%",3) | % | =SubTotal(G1:G2) | 1 | =PRODUCT(C3*E3,F3) | =G3
B | Plumber | Plumber | 1.25 | hrs | =GetRate("LAB1",$A4,2) | 1 | =PRODUCT(C4*E4,F4) | =G4
B |  | Margin | =GetValue("Plumbers margin",3) | % | =SubTotal(G1:G4) | 1 | =PRODUCT(C5*E5,F5) | =G5
I | T27.31.061 | Greens Kermadec | T27.31_PLU_Mixers | No
B | GSKD4912CP | #Greens Kermadec Basin Mixer A/P Chrome | 1 | no | =GetRate("PLU",$A1,2) | 1 | =PRODUCT(C1*E1,F1) | =G1
B |  | Discount | =GetValue("Discount PLU Tap",3) | % | =SubTotal(G1:G1) | 1 | =PRODUCT(C2*E2,F2) | =G2
B |  | Waste and Fixings | =GetValue("Waste 2.5%",3) | % | =SubTotal(G1:G2) | 1 | =PRODUCT(C3*E3,F3) | =G3
B | Plumber | Plumber | 1.25 | hrs | =GetRate("LAB1",$A4,2) | 1 | =PRODUCT(C4*E4,F4) | =G4
B |  | Margin | =GetValue("Plumbers margin",3) | % | =SubTotal(G1:G4) | 1 | =PRODUCT(C5*E5,F5) | =G5
I | T27.31.065 | <b>Shower Mixer,</b> ceramic disk single lever | T27.31_PLU_Mixers
I | T27.31.073 | Methven Kiri | T27.31_PLU_Mixers | No
B | MTHKISHCP | Methven Kiri Shower Mixer Chrome | 1 | no | =GetRate("PLU",$A1,2) | 1 | =PRODUCT(C1*E1,F1) | =G1
B |  | Discount | =GetValue("Discount PLU Tap",3) | % | =SubTotal(G1:G1) | 1 | =PRODUCT(C2*E2,F2) | =G2
B |  | Waste and Fixings | =GetValue("Waste 2.5%",3) | % | =SubTotal(G1:G2) | 1 | =PRODUCT(C3*E3,F3) | =G3
B | Plumber | Plumber | 2 | hrs | =GetRate("LAB1",$A4,2) | 1 | =PRODUCT(C4*E4,F4) | =G4
B |  | Margin | =GetValue("Plumbers margin",3) | % | =SubTotal(G1:G4) | 1 | =PRODUCT(C5*E5,F5) | =G5
I | T27.31.077 | Methven Futura | T27.31_PLU_Mixers | No
B | FUT2010CP | Futura FT2010 Shower Mixer Chrome | 1 | no | =GetRate("PLU",$A1,2) | 1 | =PRODUCT(C1*E1,F1) | =G1
B |  | Discount | =GetValue("Discount PLU Tap",3) | % | =SubTotal(G1:G1) | 1 | =PRODUCT(C2*E2,F2) | =G2
B |  | Waste and Fixings | =GetValue("Waste 2.5%",3) | % | =SubTotal(G1:G2) | 1 | =PRODUCT(C3*E3,F3) | =G3
B | Plumber | Plumber | 2 | hrs | =GetRate("LAB1",$A4,2) | 1 | =PRODUCT(C4*E4,F4) | =G4
B |  | Margin | =GetValue("Plumbers margin",3) | % | =SubTotal(G1:G4) | 1 | =PRODUCT(C5*E5,F5) | =G5
I | T27.31.081 | Greens Edge | T27.31_PLU_Mixers | No
B | GSE152UCP | #152 Edge Unequal Shower Mixer Chrome | 1 | no | =GetRate("PLU",$A1,2) | 1 | =PRODUCT(C1*E1,F1) | =G1
B |  | Discount | =GetValue("Discount PLU Tap",3) | % | =SubTotal(G1:G1) | 1 | =PRODUCT(C2*E2,F2) | =G2
B |  | Waste and Fixings | =GetValue("Waste 2.5%",3) | % | =SubTotal(G1:G2) | 1 | =PRODUCT(C3*E3,F3) | =G3
B | Plumber | Plumber | 2 | hrs | =GetRate("LAB1",$A4,2) | 1 | =PRODUCT(C4*E4,F4) | =G4
B |  | Margin | =GetValue("Plumbers margin",3) | % | =SubTotal(G1:G4) | 1 | =PRODUCT(C5*E5,F5) | =G5
I | T27.31.085 | <b>Bath/Shower Mixer with Diverter,</b> ceramic disk single lever | T27.31_PLU_Mixers
I | T27.31.089 | Aura | T27.31_PLU_Mixers | No
B | D293104 | Aura Bath/Shower Mixer With Diverter | 1 | no | =GetRate("PLU",$A1,2) | 1 | =PRODUCT(C1*E1,F1) | =G1
B |  | Discount | =GetValue("Discount PLU Tap",3) | % | =SubTotal(G1:G1) | 1 | =PRODUCT(C2*E2,F2) | =G2
B |  | Waste and Fixings | =GetValue("Waste 2.5%",3) | % | =SubTotal(G1:G2) | 1 | =PRODUCT(C3*E3,F3) | =G3
B | Plumber | Plumber | 2 | hrs | =GetRate("LAB1",$A4,2) | 1 | =PRODUCT(C4*E4,F4) | =G4
B |  | Margin | =GetValue("Plumbers margin",3) | % | =SubTotal(G1:G4) | 1 | =PRODUCT(C5*E5,F5) | =G5
I | T27.31.093 | Greens Edge | T27.31_PLU_Mixers | No
B | GSE153SDCP | #153 Edge Diverter Mixer Chrome | 1 | no | =GetRate("PLU",$A1,2) | 1 | =PRODUCT(C1*E1,F1) | =G1
B |  | Discount | =GetValue("Discount PLU Tap",3) | % | =SubTotal(G1:G1) | 1 | =PRODUCT(C2*E2,F2) | =G2
B |  | Waste and Fixings | =GetValue("Waste 2.5%",3) | % | =SubTotal(G1:G2) | 1 | =PRODUCT(C3*E3,F3) | =G3
B | Plumber | Plumber | 2 | hrs | =GetRate("LAB1",$A4,2) | 1 | =PRODUCT(C4*E4,F4) | =G4
B |  | Margin | =GetValue("Plumbers margin",3) | % | =SubTotal(G1:G4) | 1 | =PRODUCT(C5*E5,F5) | =G5
I | T27.31.097 | Methven Futura | T27.31_PLU_Mixers | No
B | FUTSHDCP | Futura Shower Mixer c/w Divertor Chrome (Mains) | 1 | no | =GetRate("PLU",$A1,2) | 1 | =PRODUCT(C1*E1,F1) | =G1
B |  | Discount | =GetValue("Discount PLU Tap",3) | % | =SubTotal(G1:G1) | 1 | =PRODUCT(C2*E2,F2) | =G2
B |  | Waste and Fixings | =GetValue("Waste 2.5%",3) | % | =SubTotal(G1:G2) | 1 | =PRODUCT(C3*E3,F3) | =G3
B | Plumber | Plumber | 2 | hrs | =GetRate("LAB1",$A4,2) | 1 | =PRODUCT(C4*E4,F4) | =G4
B |  | Margin | =GetValue("Plumbers margin",3) | % | =SubTotal(G1:G4) | 1 | =PRODUCT(C5*E5,F5) | =G5
I | T27.31.101 | <b>Shower Rose</b> | T27.31_PLU_Mixers
I | T27.31.105 | Caroma Flow Fixed shower head | T27.31_PLU_Mixers | No
B | 90220C4A | Caroma Flow Fixed Shower Chrome | 1 | no | =GetRate("PLU",$A1,2) | 1 | =PRODUCT(C1*E1,F1) | =G1
B |  | Discount | =GetValue("Discount PLU Tap",3) | % | =SubTotal(G1:G1) | 1 | =PRODUCT(C2*E2,F2) | =G2
B |  | Waste and Fixings | =GetValue("Waste 2.5%",3) | % | =SubTotal(G1:G2) | 1 | =PRODUCT(C3*E3,F3) | =G3
B | Plumber | Plumber | 0.5 | hrs | =GetRate("LAB1",$A4,2) | 1 | =PRODUCT(C4*E4,F4) | =G4
B |  | Margin | =GetValue("Plumbers margin",3) | % | =SubTotal(G1:G4) | 1 | =PRODUCT(C5*E5,F5) | =G5
I | T27.31.109 | Methven Futura shower rose | T27.31_PLU_Mixers | No
B | F115CP | Futura F115 Shower Rose Chrome | 1 | no | =GetRate("PLU",$A1,2) | 1 | =PRODUCT(C1*E1,F1) | =G1
B |  | Discount | =GetValue("Discount PLU Tap",3) | % | =SubTotal(G1:G1) | 1 | =PRODUCT(C2*E2,F2) | =G2
B |  | Waste and Fixings | =GetValue("Waste 2.5%",3) | % | =SubTotal(G1:G2) | 1 | =PRODUCT(C3*E3,F3) | =G3
B | Plumber | Plumber | 0.5 | hrs | =GetRate("LAB1",$A4,2) | 1 | =PRODUCT(C4*E4,F4) | =G4
B |  | Margin | =GetValue("Plumbers margin",3) | % | =SubTotal(G1:G4) | 1 | =PRODUCT(C5*E5,F5) | =G5
I | T27.31.113 | <b>Slide Shower,</b> with shower rose, flexible hose, slide rail and elbow connector | T27.31_PLU_Mixers
I | T27.31.121 | Methven Milano | T27.31_PLU_Mixers | No
B | MTHMILSSCP | Milano Slide Shower Chrome | 1 | no | =GetRate("PLU",$A1,2) | 1 | =PRODUCT(C1*E1,F1) | =G1
B |  | Discount | =GetValue("Discount PLU Tap",3) | % | =SubTotal(G1:G1) | 1 | =PRODUCT(C2*E2,F2) | =G2
B |  | Waste and Fixings | =GetValue("Waste 2.5%",3) | % | =SubTotal(G1:G2) | 1 | =PRODUCT(C3*E3,F3) | =G3
B | Plumber | Plumber | 1 | hrs | =GetRate("LAB1",$A4,2) | 1 | =PRODUCT(C4*E4,F4) | =G4
B |  | Margin | =GetValue("Plumbers margin",3) | % | =SubTotal(G1:G4) | 1 | =PRODUCT(C5*E5,F5) | =G5
I | T27.31.125 | Methven Futura, FU2011, all pressures | T27.31_PLU_Mixers | No
B | FU2011CP | Futura FU Satinjet Rail Shower A/P Chrome | 1 | no | =GetRate("PLU",$A1,2) | 1 | =PRODUCT(C1*E1,F1) | =G1
B |  | Discount | =GetValue("Discount PLU Tap",3) | % | =SubTotal(G1:G1) | 1 | =PRODUCT(C2*E2,F2) | =G2
B |  | Waste and Fixings | =GetValue("Waste 2.5%",3) | % | =SubTotal(G1:G2) | 1 | =PRODUCT(C3*E3,F3) | =G3
B | Plumber | Plumber | 1 | hrs | =GetRate("LAB1",$A4,2) | 1 | =PRODUCT(C4*E4,F4) | =G4
B |  | Margin | =GetValue("Plumbers margin",3) | % | =SubTotal(G1:G4) | 1 | =PRODUCT(C5*E5,F5) | =G5
I | T27.31.129 | Methven Minimalist | T27.31_PLU_Mixers | No
B | MINSHCPCP | Echo Minimalist Slide Shower Chrome | 1 | no | =GetRate("PLU",$A1,2) | 1 | =PRODUCT(C1*E1,F1) | =G1
B |  | Discount | =GetValue("Discount PLU Tap",3) | % | =SubTotal(G1:G1) | 1 | =PRODUCT(C2*E2,F2) | =G2
B |  | Waste and Fixings | =GetValue("Waste 2.5%",3) | % | =SubTotal(G1:G2) | 1 | =PRODUCT(C3*E3,F3) | =G3
B | Plumber | Plumber | 1 | hrs | =GetRate("LAB1",$A4,2) | 1 | =PRODUCT(C4*E4,F4) | =G4
B |  | Margin | =GetValue("Plumbers margin",3) | % | =SubTotal(G1:G4) | 1 | =PRODUCT(C5*E5,F5) | =G5
I | T27.31.133 | <b>Laboratory Tapware,</b> bench mounted | T27.31_PLU_Mixers
I | T27.31.137 | Broen 304.009 single handle mixer | T27.31_PLU_Mixers | No
B | 12304009 | Broen Bos 304.009 Bench Mounted Tap | 1 | no | =GetRate("PLU",$A1,2) | 1 | =PRODUCT(C1*E1,F1) | =G1
B |  | Discount | =GetValue("Discount PLU Tap",3) | % | =SubTotal(G1:G1) | 1 | =PRODUCT(C2*E2,F2) | =G2
B |  | Waste and Fixings | =GetValue("Waste 2.5%",3) | % | =SubTotal(G1:G2) | 1 | =PRODUCT(C3*E3,F3) | =G3
B | Plumber | Plumber | 1 | hrs | =GetRate("LAB1",$A4,2) | 1 | =PRODUCT(C4*E4,F4) | =G4
B |  | Margin | =GetValue("Plumbers margin",3) | % | =SubTotal(G1:G4) | 1 | =PRODUCT(C5*E5,F5) | =G5
I | T27.31.141 | Broen 305.009 single handle mixer with hand shower | T27.31_PLU_Mixers | No
B | 12305009 | Broen Bos 305.009 Bench Mounted Tap | 1 | no | =GetRate("PLU",$A1,2) | 1 | =PRODUCT(C1*E1,F1) | =G1
B |  | Discount | =GetValue("Discount PLU Tap",3) | % | =SubTotal(G1:G1) | 1 | =PRODUCT(C2*E2,F2) | =G2
B |  | Waste and Fixings | =GetValue("Waste 2.5%",3) | % | =SubTotal(G1:G2) | 1 | =PRODUCT(C3*E3,F3) | =G3
B | Plumber | Plumber | 1 | hrs | =GetRate("LAB1",$A4,2) | 1 | =PRODUCT(C4*E4,F4) | =G4
B |  | Margin | =GetValue("Plumbers margin",3) | % | =SubTotal(G1:G4) | 1 | =PRODUCT(C5*E5,F5) | =G5
I | T27.31.145 | Zenith AquaSense™ sensor tap | T27.31_PLU_Mixers | No
B | 42208NZ | Zenith Aquasense Sensor Tap | 1 | no | =GetRate("PLU",$A1,2) | 1 | =PRODUCT(C1*E1,F1) | =G1
B |  | Discount | =GetValue("Discount PLU Tap",3) | % | =SubTotal(G1:G1) | 1 | =PRODUCT(C2*E2,F2) | =G2
B |  | Waste and Fixings | =GetValue("Waste 2.5%",3) | % | =SubTotal(G1:G2) | 1 | =PRODUCT(C3*E3,F3) | =G3
B | Plumber | Plumber | 1 | hrs | =GetRate("LAB1",$A4,2) | 1 | =PRODUCT(C4*E4,F4) | =G4
B |  | Margin | =GetValue("Plumbers margin",3) | % | =SubTotal(G1:G4) | 1 | =PRODUCT(C5*E5,F5) | =G5
I | T27.32.001 | Flushing Valves | T27.32_PLU_Flushing Valves
I | T27.32.005 | <b>Zurn Flushing Valve</b> | T27.32_PLU_Flushing Valves
I | T27.32.009 | Exposed, chrome plated, with toggle | T27.32_PLU_Flushing Valves | No
B | Z-6000XL | Exposed C/P WC Flush Valve Potable | 1 | no | =GetRate("PLU",$A1,2) | 1 | =PRODUCT(C1*E1,F1) | =G1
B |  | Discount | =GetValue("Discount PLU Tap",3) | % | =SubTotal(G1:G1) | 1 | =PRODUCT(C2*E2,F2) | =G2
B |  | Waste and Fixings | =GetValue("Waste 7.5%",3) | % | =SubTotal(G1:G2) | 1 | =PRODUCT(C3*E3,F3) | =G3
B | Plumber | Plumber | 2 | hrs | =GetRate("LAB1",$A4,2) | 1 | =PRODUCT(C4*E4,F4) | =G4
B |  | Margin | =GetValue("Plumbers margin",3) | % | =SubTotal(G1:G4) | 1 | =PRODUCT(C5*E5,F5) | =G5
I | T27.32.013 | Dual flush, concealed, with remote button | T27.32_PLU_Flushing Valves | No
B | ZDF-6152XL | Recessed WC Dual Flush Valve Mains Pressure | 1 | no | =GetRate("PLU",$A1,2) | 1 | =PRODUCT(C1*E1,F1) | =G1
B |  | Discount | =GetValue("Discount PLU Tap",3) | % | =SubTotal(G1:G1) | 1 | =PRODUCT(C2*E2,F2) | =G2
B |  | Waste and Fixings | =GetValue("Waste 7.5%",3) | % | =SubTotal(G1:G2) | 1 | =PRODUCT(C3*E3,F3) | =G3
B | Plumber | Plumber | 2 | hrs | =GetRate("LAB1",$A4,2) | 1 | =PRODUCT(C4*E4,F4) | =G4
B |  | Margin | =GetValue("Plumbers margin",3) | % | =SubTotal(G1:G4) | 1 | =PRODUCT(C5*E5,F5) | =G5
I | T27.32.017 | Concealed, infra-red sensor, including 6v DC transformer | T27.32_PLU_Flushing Valves | No
B | ZH-6152XLES | Zurn MP Flushing Valve WC Concealed & Sensor | 1 | no | =GetRate("PLU",$A1,2) | 1 | =PRODUCT(C1*E1,F1) | =G1
B |  | Discount | =GetValue("Discount PLU Tap",3) | % | =SubTotal(G1:G1) | 1 | =PRODUCT(C2*E2,F2) | =G2
B |  | Waste and Fixings | =GetValue("Waste 7.5%",3) | % | =SubTotal(G1:G2) | 1 | =PRODUCT(C3*E3,F3) | =G3
B | Plumber | Plumber | 2 | hrs | =GetRate("LAB1",$A4,2) | 1 | =PRODUCT(C4*E4,F4) | =G4
B |  | Margin | =GetValue("Plumbers margin",3) | % | =SubTotal(G1:G4) | 1 | =PRODUCT(C5*E5,F5) | =G5
I | T27.32.021 | Add extra for access panel for concealed valve | T27.32_PLU_Flushing Valves | No
B | ZA | ZURN 300 x 300 ACCESS PANEL BLANK | 1 | no | =GetRate("PLU",$A1,2) | 1 | =PRODUCT(C1*E1,F1) | =G1
B |  | Discount | =GetValue("Discount PLU Tap",3) | % | =SubTotal(G1:G1) | 1 | =PRODUCT(C2*E2,F2) | =G2
B |  | Waste and Fixings | =GetValue("Waste 7.5%",3) | % | =SubTotal(G1:G2) | 1 | =PRODUCT(C3*E3,F3) | =G3
B | Plumber | Plumber | 0.25 | hrs | =GetRate("LAB1",$A4,2) | 1 | =PRODUCT(C4*E4,F4) | =G4
B |  | Margin | =GetValue("Plumbers margin",3) | % | =SubTotal(G1:G4) | 1 | =PRODUCT(C5*E5,F5) | =G5
I | T27.33.001 | Urinal Flushing Valves | T27.33_PLU_Flushing Valves Urinal
I | T27.33.005 | <b>Zurn Waterguard Sensor,</b> urinal flush controller, mains pressure, with two valves | T27.33_PLU_Flushing Valves Urinal | No
B | Z-6190WG2 | Zurn Urinal Waterguard Sensor c/w 2 Zurn Valves | 1 | ea | =GetRate("PLU",$A1,2) | 1 | =PRODUCT(C1*E1,F1) | =G1
B |  | Discount | =GetValue("Discount PLU Tap",3) | % | =SubTotal(G1:G1) | 1 | =PRODUCT(C2*E2,F2) | =G2
B |  | Waste and Fixings | =GetValue("Waste 7.5%",3) | % | =SubTotal(G1:G2) | 1 | =PRODUCT(C3*E3,F3) | =G3
B | Plumber | Plumber | 1.5 | hrs | =GetRate("LAB1",$A4,2) | 1 | =PRODUCT(C4*E4,F4) | =G4
B |  | Margin | =GetValue("Plumbers margin",3) | % | =SubTotal(G1:G4) | 1 | =PRODUCT(C5*E5,F5) | =G5
I | T27.33.009 | <b>Zurn Flushing Valve and Waterguard,</b> mains pressure, for wall mounted or slab urinal | T27.33_PLU_Flushing Valves Urinal | No
B | Z-6195WG | Zurn MP Flushing Valve Wall Urinal & Water Guard | 1 | ea | =GetRate("PLU",$A1,2) | 1 | =PRODUCT(C1*E1,F1) | =G1
B |  | Discount | =GetValue("Discount PLU Tap",3) | % | =SubTotal(G1:G1) | 1 | =PRODUCT(C2*E2,F2) | =G2
B |  | Waste and Fixings | =GetValue("Waste 7.5%",3) | % | =SubTotal(G1:G2) | 1 | =PRODUCT(C3*E3,F3) | =G3
B | Plumber | Plumber | 1 | hrs | =GetRate("LAB1",$A4,2) | 1 | =PRODUCT(C4*E4,F4) | =G4
B |  | Margin | =GetValue("Plumbers margin",3) | % | =SubTotal(G1:G4) | 1 | =PRODUCT(C5*E5,F5) | =G5
I | T27.33.013 | <b>Add</b> electrical connections | T27.33_PLU_Flushing Valves Urinal
I | T27.33.017 | <b>Presto</b> flush valve, push button, delayed shut-off | T27.33_PLU_Flushing Valves Urinal
I | T27.33.021 | Top entry, Presto 12 | T27.33_PLU_Flushing Valves Urinal | No
B | PRS12 | 15mm Presto 12 Urinal Flushing Valve | 1 | ea | =GetRate("PLU",$A1,2) | 1 | =PRODUCT(C1*E1,F1) | =G1
B |  | Discount | =GetValue("Discount PLU Tap",3) | % | =SubTotal(G1:G1) | 1 | =PRODUCT(C2*E2,F2) | =G2
B |  | Waste and Fixings | =GetValue("Waste 7.5%",3) | % | =SubTotal(G1:G2) | 1 | =PRODUCT(C3*E3,F3) | =G3
B | Plumber | Plumber | 0.3 | hrs | =GetRate("LAB1",$A4,2) | 1 | =PRODUCT(C4*E4,F4) | =G4
B |  | Margin | =GetValue("Plumbers margin",3) | % | =SubTotal(G1:G4) | 1 | =PRODUCT(C5*E5,F5) | =G5
I | T27.33.025 | Rear entry, Presto 12A | T27.33_PLU_Flushing Valves Urinal | No
B | PRS12A | 15mm Presto 12A Urinal Flushing Valve | 1 | ea | =GetRate("PLU",$A1,2) | 1 | =PRODUCT(C1*E1,F1) | =G1
B |  | Discount | =GetValue("Discount PLU Tap",3) | % | =SubTotal(G1:G1) | 1 | =PRODUCT(C2*E2,F2) | =G2
B |  | Waste and Fixings | =GetValue("Waste 7.5%",3) | % | =SubTotal(G1:G2) | 1 | =PRODUCT(C3*E3,F3) | =G3
B | Plumber | Plumber | 0.3 | hrs | =GetRate("LAB1",$A4,2) | 1 | =PRODUCT(C4*E4,F4) | =G4
B |  | Margin | =GetValue("Plumbers margin",3) | % | =SubTotal(G1:G4) | 1 | =PRODUCT(C5*E5,F5) | =G5
I | T27.33.029 | <b>Delabie Tempostop</b> flush valve, push button, delayed shut-off | T27.33_PLU_Flushing Valves Urinal
I | T27.33.033 | Surface mounted, straight | T27.33_PLU_Flushing Valves Urinal | No
B | DE777000 | Delabie Exposed Straight Urinal Flush Valve | 1 | ea | =GetRate("PLU",$A1,2) | 1 | =PRODUCT(C1*E1,F1) | =G1
B |  | Discount | =GetValue("Discount PLU Tap",3) | % | =SubTotal(G1:G1) | 1 | =PRODUCT(C2*E2,F2) | =G2
B |  | Waste and Fixings | =GetValue("Waste 7.5%",3) | % | =SubTotal(G1:G2) | 1 | =PRODUCT(C3*E3,F3) | =G3
B | Plumber | Plumber | 0.3 | hrs | =GetRate("LAB1",$A4,2) | 1 | =PRODUCT(C4*E4,F4) | =G4
B |  | Margin | =GetValue("Plumbers margin",3) | % | =SubTotal(G1:G4) | 1 | =PRODUCT(C5*E5,F5) | =G5
I | T27.33.037 | Surface mounted, angled | T27.33_PLU_Flushing Valves Urinal | No
B | DE778000 | Delabie Exposed Angled Urinal Flush Valve | 1 | ea | =GetRate("PLU",$A1,2) | 1 | =PRODUCT(C1*E1,F1) | =G1
B |  | Discount | =GetValue("Discount PLU Tap",3) | % | =SubTotal(G1:G1) | 1 | =PRODUCT(C2*E2,F2) | =G2
B |  | Waste and Fixings | =GetValue("Waste 7.5%",3) | % | =SubTotal(G1:G2) | 1 | =PRODUCT(C3*E3,F3) | =G3
B | Plumber | Plumber | 0.3 | hrs | =GetRate("LAB1",$A4,2) | 1 | =PRODUCT(C4*E4,F4) | =G4
B |  | Margin | =GetValue("Plumbers margin",3) | % | =SubTotal(G1:G4) | 1 | =PRODUCT(C5*E5,F5) | =G5
I | T27.33.041 | Flush mounted, with 160mm x 160mm SS wall plate | T27.33_PLU_Flushing Valves Urinal | No
B | DE779427 | Delabie 15mm Concealed Urinal Valve & 160 Plate | 1 | ea | =GetRate("PLU",$A1,2) | 1 | =PRODUCT(C1*E1,F1) | =G1
B |  | Discount | =GetValue("Discount PLU Tap",3) | % | =SubTotal(G1:G1) | 1 | =PRODUCT(C2*E2,F2) | =G2
B |  | Waste and Fixings | =GetValue("Waste 7.5%",3) | % | =SubTotal(G1:G2) | 1 | =PRODUCT(C3*E3,F3) | =G3
B | Plumber | Plumber | 0.3 | hrs | =GetRate("LAB1",$A4,2) | 1 | =PRODUCT(C4*E4,F4) | =G4
B |  | Margin | =GetValue("Plumbers margin",3) | % | =SubTotal(G1:G4) | 1 | =PRODUCT(C5*E5,F5) | =G5
I | T27.34.001 | Pumped Waste System | T27.34_PLU_Pumped Waste
I | T27.34.005 | <b>Automatic Small Bore Macerator Pump,</b> residential use | T27.34_PLU_Pumped Waste
I | T27.34.009 | Sani-Top, for WC and basin | T27.34_PLU_Pumped Waste | No
B | SANITOP | Sani-Top Macerator Pump (WC & Basin) | 1 | ea | =GetRate("PLU",$A1,2) | 1 | =PRODUCT(C1*E1,F1) | =G1
B |  | Discount | =GetValue("Discount PLU San Ftg",3) | % | =SubTotal(G1:G1) | 1 | =PRODUCT(C2*E2,F2) | =G2
B |  | Waste and Fixings | =GetValue("Waste 7.5%",3) | % | =SubTotal(G1:G2) | 1 | =PRODUCT(C3*E3,F3) | =G3
B | Plumber | Plumber | 2 | hrs | =GetRate("LAB1",$A4,2) | 1 | =PRODUCT(C4*E4,F4) | =G4
B |  | Margin | =GetValue("Plumbers margin",3) | % | =SubTotal(G1:G4) | 1 | =PRODUCT(C5*E5,F5) | =G5
I | T27.34.013 | Sani-Pro, for WC, shower and basin | T27.34_PLU_Pumped Waste | No
B | SANIPRO | Sani-Pro Macerator Pump (WC Shower & Basin) | 1 | ea | =GetRate("PLU",$A1,2) | 1 | =PRODUCT(C1*E1,F1) | =G1
B |  | Discount | =GetValue("Discount PLU San Ftg",3) | % | =SubTotal(G1:G1) | 1 | =PRODUCT(C2*E2,F2) | =G2
B |  | Waste and Fixings | =GetValue("Waste 7.5%",3) | % | =SubTotal(G1:G2) | 1 | =PRODUCT(C3*E3,F3) | =G3
B | Plumber | Plumber | 2.5 | hrs | =GetRate("LAB1",$A4,2) | 1 | =PRODUCT(C4*E4,F4) | =G4
B |  | Margin | =GetValue("Plumbers margin",3) | % | =SubTotal(G1:G4) | 1 | =PRODUCT(C5*E5,F5) | =G5
I | T27.34.017 | Sani-Plus, for full bathroom | T27.34_PLU_Pumped Waste | No
B | SANIPLUS | Sani-Plus Macerator Pump (Entire Bathroom) | 1 | ea | =GetRate("PLU",$A1,2) | 1 | =PRODUCT(C1*E1,F1) | =G1
B |  | Discount | =GetValue("Discount PLU San Ftg",3) | % | =SubTotal(G1:G1) | 1 | =PRODUCT(C2*E2,F2) | =G2
B |  | Waste and Fixings | =GetValue("Waste 7.5%",3) | % | =SubTotal(G1:G2) | 1 | =PRODUCT(C3*E3,F3) | =G3
B | Plumber | Plumber | 3 | hrs | =GetRate("LAB1",$A4,2) | 1 | =PRODUCT(C4*E4,F4) | =G4
B |  | Margin | =GetValue("Plumbers margin",3) | % | =SubTotal(G1:G4) | 1 | =PRODUCT(C5*E5,F5) | =G5
I | T27.34.021 | Sani-Pack, for full bathroom, slimline for in-wall installation | T27.34_PLU_Pumped Waste | No
B | SANIPACK | Sani-Pack Macerator Pump (In Wall WC Shower&Basin) | 1 | ea | =GetRate("PLU",$A1,2) | 1 | =PRODUCT(C1*E1,F1) | =G1
B |  | Discount | =GetValue("Discount PLU San Ftg",3) | % | =SubTotal(G1:G1) | 1 | =PRODUCT(C2*E2,F2) | =G2
B |  | Waste and Fixings | =GetValue("Waste 7.5%",3) | % | =SubTotal(G1:G2) | 1 | =PRODUCT(C3*E3,F3) | =G3
B | Plumber | Plumber | 3 | hrs | =GetRate("LAB1",$A4,2) | 1 | =PRODUCT(C4*E4,F4) | =G4
B |  | Margin | =GetValue("Plumbers margin",3) | % | =SubTotal(G1:G4) | 1 | =PRODUCT(C5*E5,F5) | =G5
I | T27.34.025 | <b>Automatic Small Bore Macerator Pump,</b> commercial use | T27.34_PLU_Pumped Waste
I | T27.34.029 | Sani-Cubic, dual motor, for WC plus appliances, pumps to 11m vertically | T27.34_PLU_Pumped Waste | No
B | SANICUBIC | SaniCubic Macerator Pump (Pumping Station) | 1 | ea | =GetRate("PLU",$A1,2) | 1 | =PRODUCT(C1*E1,F1) | =G1
B |  | Discount | =GetValue("Discount PLU San Ftg",3) | % | =SubTotal(G1:G1) | 1 | =PRODUCT(C2*E2,F2) | =G2
B |  | Waste and Fixings | =GetValue("Waste 7.5%",3) | % | =SubTotal(G1:G2) | 1 | =PRODUCT(C3*E3,F3) | =G3
B | Plumber | Plumber | 2.5 | hrs | =GetRate("LAB1",$A4,2) | 1 | =PRODUCT(C4*E4,F4) | =G4
B |  | Margin | =GetValue("Plumbers margin",3) | % | =SubTotal(G1:G4) | 1 | =PRODUCT(C5*E5,F5) | =G5
I | T27.34.033 | Sani-Best, for WC plus 4 appliances, pumps to 6m vertically | T27.34_PLU_Pumped Waste | No
B | SANIBEST | Sani-Best Macerator Pump (HD Semi Commercial) | 1 | ea | =GetRate("PLU",$A1,2) | 1 | =PRODUCT(C1*E1,F1) | =G1
B |  | Discount | =GetValue("Discount PLU San Ftg",3) | % | =SubTotal(G1:G1) | 1 | =PRODUCT(C2*E2,F2) | =G2
B |  | Waste and Fixings | =GetValue("Waste 7.5%",3) | % | =SubTotal(G1:G2) | 1 | =PRODUCT(C3*E3,F3) | =G3
B | Plumber | Plumber | 2.5 | hrs | =GetRate("LAB1",$A4,2) | 1 | =PRODUCT(C4*E4,F4) | =G4
B |  | Margin | =GetValue("Plumbers margin",3) | % | =SubTotal(G1:G4) | 1 | =PRODUCT(C5*E5,F5) | =G5
I | T27.34.037 | <b>Automatic Grey Water Waste Pump,</b> residential use | T27.34_PLU_Pumped Waste
I | T27.34.041 | Sani-Vite, for kitchen/laundry, 4 inlets | T27.34_PLU_Pumped Waste | No
B | SANIVITE | Sani-Vite Grey Water Pump(Kitchen Laundry Bsn) | 1 | ea | =GetRate("PLU",$A1,2) | 1 | =PRODUCT(C1*E1,F1) | =G1
B |  | Discount | =GetValue("Discount PLU San Ftg",3) | % | =SubTotal(G1:G1) | 1 | =PRODUCT(C2*E2,F2) | =G2
B |  | Waste and Fixings | =GetValue("Waste 7.5%",3) | % | =SubTotal(G1:G2) | 1 | =PRODUCT(C3*E3,F3) | =G3
B | Plumber | Plumber | 2.5 | hrs | =GetRate("LAB1",$A4,2) | 1 | =PRODUCT(C4*E4,F4) | =G4
B |  | Margin | =GetValue("Plumbers margin",3) | % | =SubTotal(G1:G4) | 1 | =PRODUCT(C5*E5,F5) | =G5
I | T27.34.045 | Sani-Shower, for shower and washbasin | T27.34_PLU_Pumped Waste | No
B | SANISHOWER | Sani-Shower Grey Water Pump (Shower Hand Basin) | 1 | ea | =GetRate("PLU",$A1,2) | 1 | =PRODUCT(C1*E1,F1) | =G1
B |  | Discount | =GetValue("Discount PLU San Ftg",3) | % | =SubTotal(G1:G1) | 1 | =PRODUCT(C2*E2,F2) | =G2
B |  | Waste and Fixings | =GetValue("Waste 7.5%",3) | % | =SubTotal(G1:G2) | 1 | =PRODUCT(C3*E3,F3) | =G3
B | Plumber | Plumber | 2.5 | hrs | =GetRate("LAB1",$A4,2) | 1 | =PRODUCT(C4*E4,F4) | =G4
B |  | Margin | =GetValue("Plumbers margin",3) | % | =SubTotal(G1:G4) | 1 | =PRODUCT(C5*E5,F5) | =G5
I | T27.34.049 | <b>Automatic Grey Water Waste Pump,</b> commercial use | T27.34_PLU_Pumped Waste
I | T27.34.053 | Sanicubic 2 Pro, 2x1500W, heavy duty, hot water suitable, pumps to 11m vertically | T27.34_PLU_Pumped Waste | No
B | SANICUBIC-PRO | Saniflo Sancubic Pro Pump | 1 | ea | =GetRate("PLU",$A1,2) | 1 | =PRODUCT(C1*E1,F1) | =G1
B |  | Discount | =GetValue("Discount PLU San Ftg",3) | % | =SubTotal(G1:G1) | 1 | =PRODUCT(C2*E2,F2) | =G2
B |  | Waste and Fixings | =GetValue("Waste 7.5%",3) | % | =SubTotal(G1:G2) | 1 | =PRODUCT(C3*E3,F3) | =G3
B | Plumber | Plumber | 2 | hrs | =GetRate("LAB1",$A4,2) | 1 | =PRODUCT(C4*E4,F4) | =G4
B |  | Margin | =GetValue("Plumbers margin",3) | % | =SubTotal(G1:G4) | 1 | =PRODUCT(C5*E5,F5) | =G5
I | T27.34.057 | Sani-Speed, 400W, heavy duty, hot water suitable, pumps to 7m vertically | T27.34_PLU_Pumped Waste | No
B | SANISPEED | Sani-Speed Grey Water Pump (HD Kitchen Laundry) | 1 | ea | =GetRate("PLU",$A1,2) | 1 | =PRODUCT(C1*E1,F1) | =G1
B |  | Discount | =GetValue("Discount PLU San Ftg",3) | % | =SubTotal(G1:G1) | 1 | =PRODUCT(C2*E2,F2) | =G2
B |  | Waste and Fixings | =GetValue("Waste 7.5%",3) | % | =SubTotal(G1:G2) | 1 | =PRODUCT(C3*E3,F3) | =G3
B | Plumber | Plumber | 4 | hrs | =GetRate("LAB1",$A4,2) | 1 | =PRODUCT(C4*E4,F4) | =G4
B |  | Margin | =GetValue("Plumbers margin",3) | % | =SubTotal(G1:G4) | 1 | =PRODUCT(C5*E5,F5) | =G5
I | T27.35.001 | Traps | T27.35_PLU_Traps
I | T27.35.005 | <b>PVC P– or S–Trap</b> | T27.35_PLU_Traps
I | T27.35.009 | 32mm dia, short inlet | T27.35_PLU_Traps | No
B | PP32 | 32mm Short Inlet P Trap | 1 | no | =GetRate("PLU",$A1,2) | 1 | =PRODUCT(C1*E1,F1) | =G1
B |  | Discount | =GetValue("Discount PLU PVC",3) | % | =SubTotal(G1:G1) | 1 | =PRODUCT(C2*E2,F2) | =G2
B |  | Waste and Fixings | =GetValue("Waste 7.5%",3) | % | =SubTotal(G1:G2) | 1 | =PRODUCT(C3*E3,F3) | =G3
B | Plumber | Plumber | 0.2 | hrs | =GetRate("LAB1",$A4,2) | 1 | =PRODUCT(C4*E4,F4) | =G4
B |  | Margin | =GetValue("Plumbers margin",3) | % | =SubTotal(G1:G4) | 1 | =PRODUCT(C5*E5,F5) | =G5
I | T27.35.013 | 32mm dia, adjustable inlet | T27.35_PLU_Traps | No
B | PP32A | 32mm Adjustable Inlet P Trap | 1 | no | =GetRate("PLU",$A1,2) | 1 | =PRODUCT(C1*E1,F1) | =G1
B |  | Discount | =GetValue("Discount PLU PVC",3) | % | =SubTotal(G1:G1) | 1 | =PRODUCT(C2*E2,F2) | =G2
B |  | Waste and Fixings | =GetValue("Waste 7.5%",3) | % | =SubTotal(G1:G2) | 1 | =PRODUCT(C3*E3,F3) | =G3
B | Plumber | Plumber | 0.2 | hrs | =GetRate("LAB1",$A4,2) | 1 | =PRODUCT(C4*E4,F4) | =G4
B |  | Margin | =GetValue("Plumbers margin",3) | % | =SubTotal(G1:G4) | 1 | =PRODUCT(C5*E5,F5) | =G5
I | T27.35.017 | 32mm dia, bottle trap | T27.35_PLU_Traps | No
B | PBP32 | 32mm Poly Bottle P-Trap | 1 | no | =GetRate("PLU",$A1,2) | 1 | =PRODUCT(C1*E1,F1) | =G1
B |  | Discount | =GetValue("Discount PLU PVC",3) | % | =SubTotal(G1:G1) | 1 | =PRODUCT(C2*E2,F2) | =G2
B |  | Waste and Fixings | =GetValue("Waste 7.5%",3) | % | =SubTotal(G1:G2) | 1 | =PRODUCT(C3*E3,F3) | =G3
B | Plumber | Plumber | 0.2 | hrs | =GetRate("LAB1",$A4,2) | 1 | =PRODUCT(C4*E4,F4) | =G4
B |  | Margin | =GetValue("Plumbers margin",3) | % | =SubTotal(G1:G4) | 1 | =PRODUCT(C5*E5,F5) | =G5
I | T27.35.021 | 40mm dia, short inlet | T27.35_PLU_Traps | No
B | PP40 | 40mm Short Inlet P Trap | 1 | no | =GetRate("PLU",$A1,2) | 1 | =PRODUCT(C1*E1,F1) | =G1
B |  | Discount | =GetValue("Discount PLU PVC",3) | % | =SubTotal(G1:G1) | 1 | =PRODUCT(C2*E2,F2) | =G2
B |  | Waste and Fixings | =GetValue("Waste 7.5%",3) | % | =SubTotal(G1:G2) | 1 | =PRODUCT(C3*E3,F3) | =G3
B | Plumber | Plumber | 0.22 | hrs | =GetRate("LAB1",$A4,2) | 1 | =PRODUCT(C4*E4,F4) | =G4
B |  | Margin | =GetValue("Plumbers margin",3) | % | =SubTotal(G1:G4) | 1 | =PRODUCT(C5*E5,F5) | =G5
I | T27.35.025 | 40mm dia, adjustable inlet | T27.35_PLU_Traps | No
B | PS40A | 40mm Adj.Combination S&P Trap | 1 | no | =GetRate("PLU",$A1,2) | 1 | =PRODUCT(C1*E1,F1) | =G1
B |  | Discount | =GetValue("Discount PLU PVC",3) | % | =SubTotal(G1:G1) | 1 | =PRODUCT(C2*E2,F2) | =G2
B |  | Waste and Fixings | =GetValue("Waste 7.5%",3) | % | =SubTotal(G1:G2) | 1 | =PRODUCT(C3*E3,F3) | =G3
B | Plumber | Plumber | 0.22 | hrs | =GetRate("LAB1",$A4,2) | 1 | =PRODUCT(C4*E4,F4) | =G4
B |  | Margin | =GetValue("Plumbers margin",3) | % | =SubTotal(G1:G4) | 1 | =PRODUCT(C5*E5,F5) | =G5
I | T27.35.029 | 40mm dia, bottle trap | T27.35_PLU_Traps | No
B | PBP40 | 40mm Poly Bottle P-Trap | 1 | no | =GetRate("PLU",$A1,2) | 1 | =PRODUCT(C1*E1,F1) | =G1
B |  | Discount | =GetValue("Discount PLU PVC",3) | % | =SubTotal(G1:G1) | 1 | =PRODUCT(C2*E2,F2) | =G2
B |  | Waste and Fixings | =GetValue("Waste 7.5%",3) | % | =SubTotal(G1:G2) | 1 | =PRODUCT(C3*E3,F3) | =G3
B | Plumber | Plumber | 0.22 | hrs | =GetRate("LAB1",$A4,2) | 1 | =PRODUCT(C4*E4,F4) | =G4
B |  | Margin | =GetValue("Plumbers margin",3) | % | =SubTotal(G1:G4) | 1 | =PRODUCT(C5*E5,F5) | =G5
I | T27.35.037 | <b>Copper P–Trap,</b> short tail | T27.35_PLU_Traps
I | T27.35.041 | 32mm dia | T27.35_PLU_Traps | No
B | CP32SPLN | 32mm Copper Trap Short Tail P" | 1 | no | =GetRate("PLU",$A1,2) | 1 | =PRODUCT(C1*E1,F1) | =G1
B |  | Discount | =GetValue("Discount PLU Copper",3) | % | =SubTotal(G1:G1) | 1 | =PRODUCT(C2*E2,F2) | =G2
B |  | Waste and Fixings | =GetValue("Waste 7.5%",3) | % | =SubTotal(G1:G2) | 1 | =PRODUCT(C3*E3,F3) | =G3
B | Plumber | Plumber | 0.23 | hrs | =GetRate("LAB1",$A4,2) | 1 | =PRODUCT(C4*E4,F4) | =G4
B |  | Margin | =GetValue("Plumbers margin",3) | % | =SubTotal(G1:G4) | 1 | =PRODUCT(C5*E5,F5) | =G5
I | T27.35.045 | 40mm dia | T27.35_PLU_Traps | No
B | CP40SPLN | 40mm Copper Trap Short Tail P" | 1 | no | =GetRate("PLU",$A1,2) | 1 | =PRODUCT(C1*E1,F1) | =G1
B |  | Discount | =GetValue("Discount PLU Copper",3) | % | =SubTotal(G1:G1) | 1 | =PRODUCT(C2*E2,F2) | =G2
B |  | Waste and Fixings | =GetValue("Waste 7.5%",3) | % | =SubTotal(G1:G2) | 1 | =PRODUCT(C3*E3,F3) | =G3
B | Plumber | Plumber | 0.25 | hrs | =GetRate("LAB1",$A4,2) | 1 | =PRODUCT(C4*E4,F4) | =G4
B |  | Margin | =GetValue("Plumbers margin",3) | % | =SubTotal(G1:G4) | 1 | =PRODUCT(C5*E5,F5) | =G5
I | T27.35.049 | 50mm dia | T27.35_PLU_Traps | No
B | CP50SPLN | 50mm Copper Trap Short Tail P" | 1 | no | =GetRate("PLU",$A1,2) | 1 | =PRODUCT(C1*E1,F1) | =G1
B |  | Discount | =GetValue("Discount PLU Copper",3) | % | =SubTotal(G1:G1) | 1 | =PRODUCT(C2*E2,F2) | =G2
B |  | Waste and Fixings | =GetValue("Waste 7.5%",3) | % | =SubTotal(G1:G2) | 1 | =PRODUCT(C3*E3,F3) | =G3
B | Plumber | Plumber | 0.3 | hrs | =GetRate("LAB1",$A4,2) | 1 | =PRODUCT(C4*E4,F4) | =G4
B |  | Margin | =GetValue("Plumbers margin",3) | % | =SubTotal(G1:G4) | 1 | =PRODUCT(C5*E5,F5) | =G5
I | T27.35.053 | <b>Copper P–Trap,</b> long tail | T27.35_PLU_Traps
I | T27.35.057 | 32mm dia | T27.35_PLU_Traps | No
B | CP32LPLN | 32mm Copper Trap Long Tail P" | 1 | no | =GetRate("PLU",$A1,2) | 1 | =PRODUCT(C1*E1,F1) | =G1
B |  | Discount | =GetValue("Discount PLU Copper",3) | % | =SubTotal(G1:G1) | 1 | =PRODUCT(C2*E2,F2) | =G2
B |  | Waste and Fixings | =GetValue("Waste 7.5%",3) | % | =SubTotal(G1:G2) | 1 | =PRODUCT(C3*E3,F3) | =G3
B | Plumber | Plumber | 0.23 | hrs | =GetRate("LAB1",$A4,2) | 1 | =PRODUCT(C4*E4,F4) | =G4
B |  | Margin | =GetValue("Plumbers margin",3) | % | =SubTotal(G1:G4) | 1 | =PRODUCT(C5*E5,F5) | =G5
I | T27.35.061 | 40mm dia | T27.35_PLU_Traps | No
B | CP40LPLN | 40mm Copper Trap Long Tail P" | 1 | no | =GetRate("PLU",$A1,2) | 1 | =PRODUCT(C1*E1,F1) | =G1
B |  | Discount | =GetValue("Discount PLU Copper",3) | % | =SubTotal(G1:G1) | 1 | =PRODUCT(C2*E2,F2) | =G2
B |  | Waste and Fixings | =GetValue("Waste 7.5%",3) | % | =SubTotal(G1:G2) | 1 | =PRODUCT(C3*E3,F3) | =G3
B | Plumber | Plumber | 0.25 | hrs | =GetRate("LAB1",$A4,2) | 1 | =PRODUCT(C4*E4,F4) | =G4
B |  | Margin | =GetValue("Plumbers margin",3) | % | =SubTotal(G1:G4) | 1 | =PRODUCT(C5*E5,F5) | =G5
I | T27.35.065 | 50mm dia | T27.35_PLU_Traps | No
B | CP50LPLN | 50mm Copper Trap Long Tail P" | 1 | no | =GetRate("PLU",$A1,2) | 1 | =PRODUCT(C1*E1,F1) | =G1
B |  | Discount | =GetValue("Discount PLU Copper",3) | % | =SubTotal(G1:G1) | 1 | =PRODUCT(C2*E2,F2) | =G2
B |  | Waste and Fixings | =GetValue("Waste 7.5%",3) | % | =SubTotal(G1:G2) | 1 | =PRODUCT(C3*E3,F3) | =G3
B | Plumber | Plumber | 0.3 | hrs | =GetRate("LAB1",$A4,2) | 1 | =PRODUCT(C4*E4,F4) | =G4
B |  | Margin | =GetValue("Plumbers margin",3) | % | =SubTotal(G1:G4) | 1 | =PRODUCT(C5*E5,F5) | =G5
I | T27.35.069 | <b>Copper S–Trap,</b> short tail | T27.35_PLU_Traps
I | T27.35.073 | 32mm dia | T27.35_PLU_Traps | No
B | CS32SPLN | 32mm Copper Trap Short Tail S" | 1 | no | =GetRate("PLU",$A1,2) | 1 | =PRODUCT(C1*E1,F1) | =G1
B |  | Discount | =GetValue("Discount PLU Copper",3) | % | =SubTotal(G1:G1) | 1 | =PRODUCT(C2*E2,F2) | =G2
B |  | Waste and Fixings | =GetValue("Waste 7.5%",3) | % | =SubTotal(G1:G2) | 1 | =PRODUCT(C3*E3,F3) | =G3
B | Plumber | Plumber | 0.23 | hrs | =GetRate("LAB1",$A4,2) | 1 | =PRODUCT(C4*E4,F4) | =G4
B |  | Margin | =GetValue("Plumbers margin",3) | % | =SubTotal(G1:G4) | 1 | =PRODUCT(C5*E5,F5) | =G5
I | T27.35.077 | 40mm dia | T27.35_PLU_Traps | No
B | CS40SPLN | 40mm Copper Trap Short Tail S" | 1 | no | =GetRate("PLU",$A1,2) | 1 | =PRODUCT(C1*E1,F1) | =G1
B |  | Discount | =GetValue("Discount PLU Copper",3) | % | =SubTotal(G1:G1) | 1 | =PRODUCT(C2*E2,F2) | =G2
B |  | Waste and Fixings | =GetValue("Waste 7.5%",3) | % | =SubTotal(G1:G2) | 1 | =PRODUCT(C3*E3,F3) | =G3
B | Plumber | Plumber | 0.25 | hrs | =GetRate("LAB1",$A4,2) | 1 | =PRODUCT(C4*E4,F4) | =G4
B |  | Margin | =GetValue("Plumbers margin",3) | % | =SubTotal(G1:G4) | 1 | =PRODUCT(C5*E5,F5) | =G5
I | T27.35.081 | 50mm dia | T27.35_PLU_Traps | No
B | CS50SPLN | 50mm Copper Trap Short Tail S" | 1 | no | =GetRate("PLU",$A1,2) | 1 | =PRODUCT(C1*E1,F1) | =G1
B |  | Discount | =GetValue("Discount PLU Copper",3) | % | =SubTotal(G1:G1) | 1 | =PRODUCT(C2*E2,F2) | =G2
B |  | Waste and Fixings | =GetValue("Waste 7.5%",3) | % | =SubTotal(G1:G2) | 1 | =PRODUCT(C3*E3,F3) | =G3
B | Plumber | Plumber | 0.3 | hrs | =GetRate("LAB1",$A4,2) | 1 | =PRODUCT(C4*E4,F4) | =G4
B |  | Margin | =GetValue("Plumbers margin",3) | % | =SubTotal(G1:G4) | 1 | =PRODUCT(C5*E5,F5) | =G5
I | T27.35.085 | <b>Copper S–Trap,</b> long tail | T27.35_PLU_Traps
I | T27.35.089 | 32mm dia | T27.35_PLU_Traps | No
B | CS32LPLN | 32mm Copper Trap Long Tail S" | 1 | no | =GetRate("PLU",$A1,2) | 1 | =PRODUCT(C1*E1,F1) | =G1
B |  | Discount | =GetValue("Discount PLU Copper",3) | % | =SubTotal(G1:G1) | 1 | =PRODUCT(C2*E2,F2) | =G2
B |  | Waste and Fixings | =GetValue("Waste 7.5%",3) | % | =SubTotal(G1:G2) | 1 | =PRODUCT(C3*E3,F3) | =G3
B | Plumber | Plumber | 0.23 | hrs | =GetRate("LAB1",$A4,2) | 1 | =PRODUCT(C4*E4,F4) | =G4
B |  | Margin | =GetValue("Plumbers margin",3) | % | =SubTotal(G1:G4) | 1 | =PRODUCT(C5*E5,F5) | =G5
I | T27.35.093 | 40mm dia | T27.35_PLU_Traps | No
B | CS40LPLN | 40mm Copper Trap Long Tail S" | 1 | no | =GetRate("PLU",$A1,2) | 1 | =PRODUCT(C1*E1,F1) | =G1
B |  | Discount | =GetValue("Discount PLU Copper",3) | % | =SubTotal(G1:G1) | 1 | =PRODUCT(C2*E2,F2) | =G2
B |  | Waste and Fixings | =GetValue("Waste 7.5%",3) | % | =SubTotal(G1:G2) | 1 | =PRODUCT(C3*E3,F3) | =G3
B | Plumber | Plumber | 0.25 | hrs | =GetRate("LAB1",$A4,2) | 1 | =PRODUCT(C4*E4,F4) | =G4
B |  | Margin | =GetValue("Plumbers margin",3) | % | =SubTotal(G1:G4) | 1 | =PRODUCT(C5*E5,F5) | =G5
I | T27.35.097 | 50mm dia | T27.35_PLU_Traps | No
B | CS50LPLN | 50mm Copper Trap Long Tail S" | 1 | no | =GetRate("PLU",$A1,2) | 1 | =PRODUCT(C1*E1,F1) | =G1
B |  | Discount | =GetValue("Discount PLU Copper",3) | % | =SubTotal(G1:G1) | 1 | =PRODUCT(C2*E2,F2) | =G2
B |  | Waste and Fixings | =GetValue("Waste 7.5%",3) | % | =SubTotal(G1:G2) | 1 | =PRODUCT(C3*E3,F3) | =G3
B | Plumber | Plumber | 0.3 | hrs | =GetRate("LAB1",$A4,2) | 1 | =PRODUCT(C4*E4,F4) | =G4
B |  | Margin | =GetValue("Plumbers margin",3) | % | =SubTotal(G1:G4) | 1 | =PRODUCT(C5*E5,F5) | =G5
I | T27.35.101 | <b>Chrome Plated Copper P–Trap,</b> short tail | T27.35_PLU_Traps
I | T27.35.105 | 32mm dia | T27.35_PLU_Traps | No
B | CP32SCP | 32mm Copper Trap Short Tail S" Chrome | 1 | no | =GetRate("PLU",$A1,2) | 1 | =PRODUCT(C1*E1,F1) | =G1
B |  | Discount | =GetValue("Discount PLU Copper",3) | % | =SubTotal(G1:G1) | 1 | =PRODUCT(C2*E2,F2) | =G2
B |  | Waste and Fixings | =GetValue("Waste 7.5%",3) | % | =SubTotal(G1:G2) | 1 | =PRODUCT(C3*E3,F3) | =G3
B | Plumber | Plumber | 0.23 | hrs | =GetRate("LAB1",$A4,2) | 1 | =PRODUCT(C4*E4,F4) | =G4
B |  | Margin | =GetValue("Plumbers margin",3) | % | =SubTotal(G1:G4) | 1 | =PRODUCT(C5*E5,F5) | =G5
I | T27.35.109 | 40mm dia | T27.35_PLU_Traps | No
B | CP40SCP | 40mm Copper Trap Short Tail P" Chrome | 1 | no | =GetRate("PLU",$A1,2) | 1 | =PRODUCT(C1*E1,F1) | =G1
B |  | Discount | =GetValue("Discount PLU Copper",3) | % | =SubTotal(G1:G1) | 1 | =PRODUCT(C2*E2,F2) | =G2
B |  | Waste and Fixings | =GetValue("Waste 7.5%",3) | % | =SubTotal(G1:G2) | 1 | =PRODUCT(C3*E3,F3) | =G3
B | Plumber | Plumber | 0.25 | hrs | =GetRate("LAB1",$A4,2) | 1 | =PRODUCT(C4*E4,F4) | =G4
B |  | Margin | =GetValue("Plumbers margin",3) | % | =SubTotal(G1:G4) | 1 | =PRODUCT(C5*E5,F5) | =G5
I | T27.35.113 | 50mm dia | T27.35_PLU_Traps | No
B | CP50SCP | 50mm Copper Trap Short Tail P" Chrome | 1 | no | =GetRate("PLU",$A1,2) | 1 | =PRODUCT(C1*E1,F1) | =G1
B |  | Discount | =GetValue("Discount PLU Copper",3) | % | =SubTotal(G1:G1) | 1 | =PRODUCT(C2*E2,F2) | =G2
B |  | Waste and Fixings | =GetValue("Waste 7.5%",3) | % | =SubTotal(G1:G2) | 1 | =PRODUCT(C3*E3,F3) | =G3
B | Plumber | Plumber | 0.3 | hrs | =GetRate("LAB1",$A4,2) | 1 | =PRODUCT(C4*E4,F4) | =G4
B |  | Margin | =GetValue("Plumbers margin",3) | % | =SubTotal(G1:G4) | 1 | =PRODUCT(C5*E5,F5) | =G5
I | T27.35.117 | <b>Chrome Plated Copper P–Trap,</b> long tail | T27.35_PLU_Traps
I | T27.35.121 | 32mm dia | T27.35_PLU_Traps | No
B | CP32LCP | 32mm Copper Trap Long Tail P" Chrome | 1 | no | =GetRate("PLU",$A1,2) | 1 | =PRODUCT(C1*E1,F1) | =G1
B |  | Discount | =GetValue("Discount PLU Copper",3) | % | =SubTotal(G1:G1) | 1 | =PRODUCT(C2*E2,F2) | =G2
B |  | Waste and Fixings | =GetValue("Waste 7.5%",3) | % | =SubTotal(G1:G2) | 1 | =PRODUCT(C3*E3,F3) | =G3
B | Plumber | Plumber | 0.23 | hrs | =GetRate("LAB1",$A4,2) | 1 | =PRODUCT(C4*E4,F4) | =G4
B |  | Margin | =GetValue("Plumbers margin",3) | % | =SubTotal(G1:G4) | 1 | =PRODUCT(C5*E5,F5) | =G5
I | T27.35.125 | 40mm dia | T27.35_PLU_Traps | No
B | CP40LCP | 40mm Copper Trap Long Tail P" Chrome | 1 | no | =GetRate("PLU",$A1,2) | 1 | =PRODUCT(C1*E1,F1) | =G1
B |  | Discount | =GetValue("Discount PLU Copper",3) | % | =SubTotal(G1:G1) | 1 | =PRODUCT(C2*E2,F2) | =G2
B |  | Waste and Fixings | =GetValue("Waste 7.5%",3) | % | =SubTotal(G1:G2) | 1 | =PRODUCT(C3*E3,F3) | =G3
B | Plumber | Plumber | 0.25 | hrs | =GetRate("LAB1",$A4,2) | 1 | =PRODUCT(C4*E4,F4) | =G4
B |  | Margin | =GetValue("Plumbers margin",3) | % | =SubTotal(G1:G4) | 1 | =PRODUCT(C5*E5,F5) | =G5
I | T27.35.129 | 50mm dia | T27.35_PLU_Traps | No
B | CP50LCP | 50mm Copper Trap Long Tail P" Chrome | 1 | no | =GetRate("PLU",$A1,2) | 1 | =PRODUCT(C1*E1,F1) | =G1
B |  | Discount | =GetValue("Discount PLU Copper",3) | % | =SubTotal(G1:G1) | 1 | =PRODUCT(C2*E2,F2) | =G2
B |  | Waste and Fixings | =GetValue("Waste 7.5%",3) | % | =SubTotal(G1:G2) | 1 | =PRODUCT(C3*E3,F3) | =G3
B | Plumber | Plumber | 0.3 | hrs | =GetRate("LAB1",$A4,2) | 1 | =PRODUCT(C4*E4,F4) | =G4
B |  | Margin | =GetValue("Plumbers margin",3) | % | =SubTotal(G1:G4) | 1 | =PRODUCT(C5*E5,F5) | =G5
I | T27.35.133 | <b>Chrome Plated Copper S–Trap,</b> short tail | T27.35_PLU_Traps
I | T27.35.137 | 32mm dia | T27.35_PLU_Traps | No
B | CS32SCP | 32mm Copper Trap Short Tail S" Chrome | 1 | no | =GetRate("PLU",$A1,2) | 1 | =PRODUCT(C1*E1,F1) | =G1
B |  | Discount | =GetValue("Discount PLU Copper",3) | % | =SubTotal(G1:G1) | 1 | =PRODUCT(C2*E2,F2) | =G2
B |  | Waste and Fixings | =GetValue("Waste 7.5%",3) | % | =SubTotal(G1:G2) | 1 | =PRODUCT(C3*E3,F3) | =G3
B | Plumber | Plumber | 0.23 | hrs | =GetRate("LAB1",$A4,2) | 1 | =PRODUCT(C4*E4,F4) | =G4
B |  | Margin | =GetValue("Plumbers margin",3) | % | =SubTotal(G1:G4) | 1 | =PRODUCT(C5*E5,F5) | =G5
I | T27.35.141 | 40mm dia | T27.35_PLU_Traps | No
B | CS40SCP | 40mm Copper Trap Short Tail S" Chrome | 1 | no | =GetRate("PLU",$A1,2) | 1 | =PRODUCT(C1*E1,F1) | =G1
B |  | Discount | =GetValue("Discount PLU Copper",3) | % | =SubTotal(G1:G1) | 1 | =PRODUCT(C2*E2,F2) | =G2
B |  | Waste and Fixings | =GetValue("Waste 7.5%",3) | % | =SubTotal(G1:G2) | 1 | =PRODUCT(C3*E3,F3) | =G3
B | Plumber | Plumber | 0.25 | hrs | =GetRate("LAB1",$A4,2) | 1 | =PRODUCT(C4*E4,F4) | =G4
B |  | Margin | =GetValue("Plumbers margin",3) | % | =SubTotal(G1:G4) | 1 | =PRODUCT(C5*E5,F5) | =G5
I | T27.35.145 | 50mm dia | T27.35_PLU_Traps | No
B | CS50SCP | 50mm Copper Trap Short Tail S" Chrome | 1 | no | =GetRate("PLU",$A1,2) | 1 | =PRODUCT(C1*E1,F1) | =G1
B |  | Discount | =GetValue("Discount PLU Copper",3) | % | =SubTotal(G1:G1) | 1 | =PRODUCT(C2*E2,F2) | =G2
B |  | Waste and Fixings | =GetValue("Waste 7.5%",3) | % | =SubTotal(G1:G2) | 1 | =PRODUCT(C3*E3,F3) | =G3
B | Plumber | Plumber | 0.3 | hrs | =GetRate("LAB1",$A4,2) | 1 | =PRODUCT(C4*E4,F4) | =G4
B |  | Margin | =GetValue("Plumbers margin",3) | % | =SubTotal(G1:G4) | 1 | =PRODUCT(C5*E5,F5) | =G5
I | T27.35.149 | <b>Chrome Plated Copper S–Trap,</b> long tail | T27.35_PLU_Traps
I | T27.35.153 | 32mm dia | T27.35_PLU_Traps | No
B | CS32LCP | 32mm Copper Trap Long Tail S" Chrome | 1 | no | =GetRate("PLU",$A1,2) | 1 | =PRODUCT(C1*E1,F1) | =G1
B |  | Discount | =GetValue("Discount PLU Copper",3) | % | =SubTotal(G1:G1) | 1 | =PRODUCT(C2*E2,F2) | =G2
B |  | Waste and Fixings | =GetValue("Waste 7.5%",3) | % | =SubTotal(G1:G2) | 1 | =PRODUCT(C3*E3,F3) | =G3
B | Plumber | Plumber | 0.23 | hrs | =GetRate("LAB1",$A4,2) | 1 | =PRODUCT(C4*E4,F4) | =G4
B |  | Margin | =GetValue("Plumbers margin",3) | % | =SubTotal(G1:G4) | 1 | =PRODUCT(C5*E5,F5) | =G5
I | T27.35.157 | 40mm dia | T27.35_PLU_Traps | No
B | CS40LCP | 40mm Copper Trap Long Tail S" Chrome | 1 | no | =GetRate("PLU",$A1,2) | 1 | =PRODUCT(C1*E1,F1) | =G1
B |  | Discount | =GetValue("Discount PLU Copper",3) | % | =SubTotal(G1:G1) | 1 | =PRODUCT(C2*E2,F2) | =G2
B |  | Waste and Fixings | =GetValue("Waste 7.5%",3) | % | =SubTotal(G1:G2) | 1 | =PRODUCT(C3*E3,F3) | =G3
B | Plumber | Plumber | 0.25 | hrs | =GetRate("LAB1",$A4,2) | 1 | =PRODUCT(C4*E4,F4) | =G4
B |  | Margin | =GetValue("Plumbers margin",3) | % | =SubTotal(G1:G4) | 1 | =PRODUCT(C5*E5,F5) | =G5
I | T27.35.161 | 50mm dia | T27.35_PLU_Traps | No
B | CS50LCP | 50mm Copper Trap Long Tail S" Chrome | 1 | no | =GetRate("PLU",$A1,2) | 1 | =PRODUCT(C1*E1,F1) | =G1
B |  | Discount | =GetValue("Discount PLU Copper",3) | % | =SubTotal(G1:G1) | 1 | =PRODUCT(C2*E2,F2) | =G2
B |  | Waste and Fixings | =GetValue("Waste 7.5%",3) | % | =SubTotal(G1:G2) | 1 | =PRODUCT(C3*E3,F3) | =G3
B | Plumber | Plumber | 0.3 | hrs | =GetRate("LAB1",$A4,2) | 1 | =PRODUCT(C4*E4,F4) | =G4
B |  | Margin | =GetValue("Plumbers margin",3) | % | =SubTotal(G1:G4) | 1 | =PRODUCT(C5*E5,F5) | =G5
I | T27.36.001 | Floor and Roof Waste/Traps | T27.36_PLU_Traps Floor Roof
I | T27.36.005 | <b>Shower Waste</b> | T27.36_PLU_Traps Floor Roof
I | T27.36.009 | 80mm waste, vinyl floors, brass clamp ring and grate | T27.36_PLU_Traps Floor Roof | No
B | 168_80FCR | #80mm Bronze Membrane Clamp Ring Drain (Flat) | 1 | no | =GetRate("PLU",$A1,2) | 1 | =PRODUCT(C1*E1,F1) | =G1
B |  | Discount | =GetValue("Discount 12.5%",3) | % | =SubTotal(G1:G1) | 1 | =PRODUCT(C2*E2,F2) | =G2
B |  | Waste and Fixings | =GetValue("Waste 7.5%",3) | % | =SubTotal(G1:G2) | 1 | =PRODUCT(C3*E3,F3) | =G3
B | Plumber | Plumber | 0.75 | hrs | =GetRate("LAB1",$A4,2) | 1 | =PRODUCT(C4*E4,F4) | =G4
B |  | Margin | =GetValue("Plumbers margin",3) | % | =SubTotal(G1:G4) | 1 | =PRODUCT(C5*E5,F5) | =G5
I | T27.36.013 | 100mm waste, vinyl floors, brass clamp ring and grate | T27.36_PLU_Traps Floor Roof | No
B | 168_100FCR | #100mm Bronze Membrane Clamp Ring Drain (Flate) | 1 | no | =GetRate("PLU",$A1,2) | 1 | =PRODUCT(C1*E1,F1) | =G1
B |  | Discount | =GetValue("Discount 12.5%",3) | % | =SubTotal(G1:G1) | 1 | =PRODUCT(C2*E2,F2) | =G2
B |  | Waste and Fixings | =GetValue("Waste 7.5%",3) | % | =SubTotal(G1:G2) | 1 | =PRODUCT(C3*E3,F3) | =G3
B | Plumber | Plumber | 1 | hrs | =GetRate("LAB1",$A4,2) | 1 | =PRODUCT(C4*E4,F4) | =G4
B |  | Margin | =GetValue("Plumbers margin",3) | % | =SubTotal(G1:G4) | 1 | =PRODUCT(C5*E5,F5) | =G5
I | T27.36.017 | 80mm waste, tile floors | T27.36_PLU_Traps Floor Roof | No
B | ALLCYC80SCCP | 80mm Cyclone Tile Waste Square Chrome | 1 | no | =GetRate("PLU",$A1,2) | 1 | =PRODUCT(C1*E1,F1) | =G1
B |  | Discount | =GetValue("Discount 12.5%",3) | % | =SubTotal(G1:G1) | 1 | =PRODUCT(C2*E2,F2) | =G2
B |  | Waste and Fixings | =GetValue("Waste 7.5%",3) | % | =SubTotal(G1:G2) | 1 | =PRODUCT(C3*E3,F3) | =G3
B | Plumber | Plumber | 0.75 | hrs | =GetRate("LAB1",$A4,2) | 1 | =PRODUCT(C4*E4,F4) | =G4
B |  | Margin | =GetValue("Plumbers margin",3) | % | =SubTotal(G1:G4) | 1 | =PRODUCT(C5*E5,F5) | =G5
I | T27.36.021 | 100mm waste, tile floors | T27.36_PLU_Traps Floor Roof | No
B | ALLCYC100SCCP | 100mm Cyclone Tile Waste Square Chrome | 1 | no | =GetRate("PLU",$A1,2) | 1 | =PRODUCT(C1*E1,F1) | =G1
B |  | Discount | =GetValue("Discount 12.5%",3) | % | =SubTotal(G1:G1) | 1 | =PRODUCT(C2*E2,F2) | =G2
B |  | Waste and Fixings | =GetValue("Waste 7.5%",3) | % | =SubTotal(G1:G2) | 1 | =PRODUCT(C3*E3,F3) | =G3
B | Plumber | Plumber | 1 | hrs | =GetRate("LAB1",$A4,2) | 1 | =PRODUCT(C4*E4,F4) | =G4
B |  | Margin | =GetValue("Plumbers margin",3) | % | =SubTotal(G1:G4) | 1 | =PRODUCT(C5*E5,F5) | =G5
I | T27.36.025 | <b>Easy Clean Floor Waste Trap,</b> flat top or domed, stainless steel, residential and light commercial use | T27.36_PLU_Traps Floor Roof
I | T27.36.029 | 40mm dia, standard | T27.36_PLU_Traps Floor Roof | No
B | SSEC40 | 40mm S/S Esi-Clean Dome Top Flanged Trap | 1 | no | =GetRate("PLU",$A1,2) | 1 | =PRODUCT(C1*E1,F1) | =G1
B |  | Discount | =GetValue("Discount 12.5%",3) | % | =SubTotal(G1:G1) | 1 | =PRODUCT(C2*E2,F2) | =G2
B |  | Waste and Fixings | =GetValue("Waste 7.5%",3) | % | =SubTotal(G1:G2) | 1 | =PRODUCT(C3*E3,F3) | =G3
B | Plumber | Plumber | 0.3 | hrs | =GetRate("LAB1",$A4,2) | 1 | =PRODUCT(C4*E4,F4) | =G4
B |  | Margin | =GetValue("Plumbers margin",3) | % | =SubTotal(G1:G4) | 1 | =PRODUCT(C5*E5,F5) | =G5
I | T27.36.033 | 50mm dia, standard | T27.36_PLU_Traps Floor Roof | No
B | SSEC50 | 50mm S/S Esi-Clean Dome Top Flanged Trap | 1 | no | =GetRate("PLU",$A1,2) | 1 | =PRODUCT(C1*E1,F1) | =G1
B |  | Discount | =GetValue("Discount 12.5%",3) | % | =SubTotal(G1:G1) | 1 | =PRODUCT(C2*E2,F2) | =G2
B |  | Waste and Fixings | =GetValue("Waste 7.5%",3) | % | =SubTotal(G1:G2) | 1 | =PRODUCT(C3*E3,F3) | =G3
B | Plumber | Plumber | 0.35 | hrs | =GetRate("LAB1",$A4,2) | 1 | =PRODUCT(C4*E4,F4) | =G4
B |  | Margin | =GetValue("Plumbers margin",3) | % | =SubTotal(G1:G4) | 1 | =PRODUCT(C5*E5,F5) | =G5
I | T27.36.037 | 65mm dia, standard | T27.36_PLU_Traps Floor Roof | No
B | SSEC65 | 65mm S/S Esi-Clean Dome Top Flanged Trap | 1 | no | =GetRate("PLU",$A1,2) | 1 | =PRODUCT(C1*E1,F1) | =G1
B |  | Discount | =GetValue("Discount 12.5%",3) | % | =SubTotal(G1:G1) | 1 | =PRODUCT(C2*E2,F2) | =G2
B |  | Waste and Fixings | =GetValue("Waste 7.5%",3) | % | =SubTotal(G1:G2) | 1 | =PRODUCT(C3*E3,F3) | =G3
B | Plumber | Plumber | 0.5 | hrs | =GetRate("LAB1",$A4,2) | 1 | =PRODUCT(C4*E4,F4) | =G4
B |  | Margin | =GetValue("Plumbers margin",3) | % | =SubTotal(G1:G4) | 1 | =PRODUCT(C5*E5,F5) | =G5
I | T27.36.041 | 75mm dia, standard | T27.36_PLU_Traps Floor Roof | No
B | SSEC75 | 75mm S/S Esi-Clean Dome Top Flanged Trap | 1 | no | =GetRate("PLU",$A1,2) | 1 | =PRODUCT(C1*E1,F1) | =G1
B |  | Discount | =GetValue("Discount 12.5%",3) | % | =SubTotal(G1:G1) | 1 | =PRODUCT(C2*E2,F2) | =G2
B |  | Waste and Fixings | =GetValue("Waste 7.5%",3) | % | =SubTotal(G1:G2) | 1 | =PRODUCT(C3*E3,F3) | =G3
B | Plumber | Plumber | 0.75 | hrs | =GetRate("LAB1",$A4,2) | 1 | =PRODUCT(C4*E4,F4) | =G4
B |  | Margin | =GetValue("Plumbers margin",3) | % | =SubTotal(G1:G4) | 1 | =PRODUCT(C5*E5,F5) | =G5
I | T27.36.045 | 40mm/50mm dia, side exit | T27.36_PLU_Traps Floor Roof | No
B | SSEC40F | 40mm S/S Esi-Clean Flat Top Flanged Trap | 1 | no | =GetRate("PLU",$A1,2) | 1 | =PRODUCT(C1*E1,F1) | =G1
B |  | Discount | =GetValue("Discount 12.5%",3) | % | =SubTotal(G1:G1) | 1 | =PRODUCT(C2*E2,F2) | =G2
B |  | Waste and Fixings | =GetValue("Waste 7.5%",3) | % | =SubTotal(G1:G2) | 1 | =PRODUCT(C3*E3,F3) | =G3
B | Plumber | Plumber | 0.35 | hrs | =GetRate("LAB1",$A4,2) | 1 | =PRODUCT(C4*E4,F4) | =G4
B |  | Margin | =GetValue("Plumbers margin",3) | % | =SubTotal(G1:G4) | 1 | =PRODUCT(C5*E5,F5) | =G5
I | T27.36.049 | <b>Roof/Floor Waste,</b> flat top, stainless steel, commercial and industrial use | T27.36_PLU_Traps Floor Roof
I | T27.36.053 | 2.5mm thick top | T27.36_PLU_Traps Floor Roof
I | T27.36.057 | 100mm dia, type 304 ss | T27.36_PLU_Traps Floor Roof | No
B | Waste_04_113 | 100mm Metalcraft Roof/Floor Waste Industrial/Commercial 304SS | 1 | no | =GetRate("PLU",$A1,2) | 1 | =PRODUCT(C1*E1,F1) | =G1
B |  | Discount | =GetValue("Discount Trade NIL",3) | % | =SubTotal(G1:G1) | 1 | =PRODUCT(C2*E2,F2) | =G2
B |  | Waste and Fixings | =GetValue("Waste 7.5%",3) | % | =SubTotal(G1:G2) | 1 | =PRODUCT(C3*E3,F3) | =G3
B | Plumber | Plumber | 1 | hrs | =GetRate("LAB1",$A4,2) | 1 | =PRODUCT(C4*E4,F4) | =G4
B |  | Margin | =GetValue("Plumbers margin",3) | % | =SubTotal(G1:G4) | 1 | =PRODUCT(C5*E5,F5) | =G5
I | T27.36.061 | 150mm dia, type 304 ss | T27.36_PLU_Traps Floor Roof | No
B | Waste_04_116 | 150mm Metalcraft Roof/Floor Waste Industrial/Commercial 304SS | 1 | no | =GetRate("PLU",$A1,2) | 1 | =PRODUCT(C1*E1,F1) | =G1
B |  | Discount | =GetValue("Discount Trade NIL",3) | % | =SubTotal(G1:G1) | 1 | =PRODUCT(C2*E2,F2) | =G2
B |  | Waste and Fixings | =GetValue("Waste 7.5%",3) | % | =SubTotal(G1:G2) | 1 | =PRODUCT(C3*E3,F3) | =G3
B | Plumber | Plumber | 1.25 | hrs | =GetRate("LAB1",$A4,2) | 1 | =PRODUCT(C4*E4,F4) | =G4
B |  | Margin | =GetValue("Plumbers margin",3) | % | =SubTotal(G1:G4) | 1 | =PRODUCT(C5*E5,F5) | =G5
I | T27.36.065 | 100mm dia, type 316 ss | T27.36_PLU_Traps Floor Roof | No
B | Waste_04_119 | 100mm Metalcraft Roof/Floor Waste Industrial/Commercial 316SS | 1 | no | =GetRate("PLU",$A1,2) | 1 | =PRODUCT(C1*E1,F1) | =G1
B |  | Discount | =GetValue("Discount Trade NIL",3) | % | =SubTotal(G1:G1) | 1 | =PRODUCT(C2*E2,F2) | =G2
B |  | Waste and Fixings | =GetValue("Waste 7.5%",3) | % | =SubTotal(G1:G2) | 1 | =PRODUCT(C3*E3,F3) | =G3
B | Plumber | Plumber | 1 | hrs | =GetRate("LAB1",$A4,2) | 1 | =PRODUCT(C4*E4,F4) | =G4
B |  | Margin | =GetValue("Plumbers margin",3) | % | =SubTotal(G1:G4) | 1 | =PRODUCT(C5*E5,F5) | =G5
I | T27.36.069 | 150mm dia, type 316 ss | T27.36_PLU_Traps Floor Roof | No
B | Waste_04_122 | 150mm Metalcraft Roof/Floor Waste Industrial/Commercial 316SS | 1 | no | =GetRate("PLU",$A1,2) | 1 | =PRODUCT(C1*E1,F1) | =G1
B |  | Discount | =GetValue("Discount Trade NIL",3) | % | =SubTotal(G1:G1) | 1 | =PRODUCT(C2*E2,F2) | =G2
B |  | Waste and Fixings | =GetValue("Waste 7.5%",3) | % | =SubTotal(G1:G2) | 1 | =PRODUCT(C3*E3,F3) | =G3
B | Plumber | Plumber | 1.25 | hrs | =GetRate("LAB1",$A4,2) | 1 | =PRODUCT(C4*E4,F4) | =G4
B |  | Margin | =GetValue("Plumbers margin",3) | % | =SubTotal(G1:G4) | 1 | =PRODUCT(C5*E5,F5) | =G5
I | T27.36.073 | 6mm thick top | T27.36_PLU_Traps Floor Roof
I | T27.36.077 | 100mm dia, type 304 ss | T27.36_PLU_Traps Floor Roof | No
B | Waste_04_125 | 100mm Metalcraft Roof/Floor Waste Industrial/Commercial 304SS 6mm top | 1 | no | =GetRate("PLU",$A1,2) | 1 | =PRODUCT(C1*E1,F1) | =G1
B |  | Discount | =GetValue("Discount Trade NIL",3) | % | =SubTotal(G1:G1) | 1 | =PRODUCT(C2*E2,F2) | =G2
B |  | Waste and Fixings | =GetValue("Waste 7.5%",3) | % | =SubTotal(G1:G2) | 1 | =PRODUCT(C3*E3,F3) | =G3
B | Plumber | Plumber | 1 | hrs | =GetRate("LAB1",$A4,2) | 1 | =PRODUCT(C4*E4,F4) | =G4
B |  | Margin | =GetValue("Plumbers margin",3) | % | =SubTotal(G1:G4) | 1 | =PRODUCT(C5*E5,F5) | =G5
I | T27.36.081 | 100mm dia, type 316 ss | T27.36_PLU_Traps Floor Roof | No
B | Waste_04_128 | 100mm Metalcraft Roof/Floor Waste Industrial/Commercial 316SS 6mm top | 1 | no | =GetRate("PLU",$A1,2) | 1 | =PRODUCT(C1*E1,F1) | =G1
B |  | Discount | =GetValue("Discount Trade NIL",3) | % | =SubTotal(G1:G1) | 1 | =PRODUCT(C2*E2,F2) | =G2
B |  | Waste and Fixings | =GetValue("Waste 7.5%",3) | % | =SubTotal(G1:G2) | 1 | =PRODUCT(C3*E3,F3) | =G3
B | Plumber | Plumber | 1 | hrs | =GetRate("LAB1",$A4,2) | 1 | =PRODUCT(C4*E4,F4) | =G4
B |  | Margin | =GetValue("Plumbers margin",3) | % | =SubTotal(G1:G4) | 1 | =PRODUCT(C5*E5,F5) | =G5
I | T27.37.001 | Pipework: Drain, Waste and Vent | T27.37_PLU_Pipe DWV
I | T27.37.005 | <b>Copper Pipe Supply Rates:</b> retail | T27.37_PLU_Pipe DWV
I | T27.37.009 | 32mm dia | T27.37_PLU_Pipe DWV | m
B | CT32 | 32mm 5m Copper Tube | 1 | m | =GetRate("PLU",$A1,2) | 0.2 | =PRODUCT(C1*E1,F1) | =G1
I | T27.37.013 | 40mm dia | T27.37_PLU_Pipe DWV | m
B | CT40 | 40mm 5m Copper Tube | 1 | m | =GetRate("PLU",$A1,2) | 0.2 | =PRODUCT(C1*E1,F1) | =G1
I | T27.37.017 | 50mm dia | T27.37_PLU_Pipe DWV | m
B | CT50 | 50mm 5m Copper Tube | 1 | m | =GetRate("PLU",$A1,2) | 0.2 | =PRODUCT(C1*E1,F1) | =G1
I | T27.37.021 | 65mm dia | T27.37_PLU_Pipe DWV | m
B | CT65 | 65mm 5m Copper Tube | 1 | m | =GetRate("PLU",$A1,2) | 0.2 | =PRODUCT(C1*E1,F1) | =G1
I | T27.37.025 | 80mm dia | T27.37_PLU_Pipe DWV | m
B | CT80 | 80mm 5m Copper Tube | 1 | m | =GetRate("PLU",$A1,2) | 0.2 | =PRODUCT(C1*E1,F1) | =G1
I | T27.37.029 | 100mm dia | T27.37_PLU_Pipe DWV | m
B | CT100 | 100mm 5m Copper Tube | 1 | m | =GetRate("PLU",$A1,2) | 0.2 | =PRODUCT(C1*E1,F1) | =G1
I | T27.37.033 | 150mm dia | T27.37_PLU_Pipe DWV | m
B | CT150 | 150mm 5m Copper Tube | 1 | m | =GetRate("PLU",$A1,2) | 0.2 | =PRODUCT(C1*E1,F1) | =G1
I | T27.37.037 | The following rates are based on average trade supply rates | T27.37_PLU_Pipe DWV
I | T27.37.041 | Rates for pipework include jointing and fixing. | T27.37_PLU_Pipe DWV
I | T27.37.045 | Rates for pipework of 25mm dia and over exclude all fittings such as reducers, bends, tees, junctions and inspection openings. | T27.37_PLU_Pipe DWV
I | T27.37.049 | <b>Copper Pipe</b> | T27.37_PLU_Pipe DWV
I | T27.37.053 | 32mm dia | T27.37_PLU_Pipe DWV | m
B | MCDCT32 | 32mm 5m H/H Copper Tube | 1 | lg | =GetRate("PLU",$A1,2) | 0.2 | =PRODUCT(C1*E1,F1) | =G1
B |  | Discount | =GetValue("Discount PLU Copper",3) | % | =SubTotal(G1:G1) | 1 | =PRODUCT(C2*E2,F2) | =G2
B |  | Waste and Fixings | =GetValue("Waste 15%",3) | % | =SubTotal(G1:G2) | 1 | =PRODUCT(C3*E3,F3) | =G3
B | Plumber | Plumber | 0.3 | hrs | =GetRate("LAB1",$A4,2) | 1 | =PRODUCT(C4*E4,F4) | =G4
B |  | Margin | =GetValue("Plumbers margin",3) | % | =SubTotal(G1:G4) | 1 | =PRODUCT(C5*E5,F5) | =G5
B | CT32 | 32mm 5m Copper Tube |  | lg | =GetRate("PLU",$A6,2) | 0.2 | =PRODUCT(C6*E6,F6) | =G6
I | T27.37.057 | 40mm dia | T27.37_PLU_Pipe DWV | m
B | MCDCT40 | 40mm 5m H/H Copper Tube | 1 | lg | =GetRate("PLU",$A1,2) | 0.2 | =PRODUCT(C1*E1,F1) | =G1
B |  | Discount | =GetValue("Discount PLU Copper",3) | % | =SubTotal(G1:G1) | 1 | =PRODUCT(C2*E2,F2) | =G2
B |  | Waste and Fixings | =GetValue("Waste 15%",3) | % | =SubTotal(G1:G2) | 1 | =PRODUCT(C3*E3,F3) | =G3
B | Plumber | Plumber | 0.35 | hrs | =GetRate("LAB1",$A4,2) | 1 | =PRODUCT(C4*E4,F4) | =G4
B |  | Margin | =GetValue("Plumbers margin",3) | % | =SubTotal(G1:G4) | 1 | =PRODUCT(C5*E5,F5) | =G5
I | T27.37.061 | 50mm dia | T27.37_PLU_Pipe DWV | m
B | MCDCT50 | 50mm 5m H/H Copper Tube | 1 | lg | =GetRate("PLU",$A1,2) | 0.2 | =PRODUCT(C1*E1,F1) | =G1
B |  | Discount | =GetValue("Discount PLU Copper",3) | % | =SubTotal(G1:G1) | 1 | =PRODUCT(C2*E2,F2) | =G2
B |  | Waste and Fixings | =GetValue("Waste 15%",3) | % | =SubTotal(G1:G2) | 1 | =PRODUCT(C3*E3,F3) | =G3
B | Plumber | Plumber | 0.4 | hrs | =GetRate("LAB1",$A4,2) | 1 | =PRODUCT(C4*E4,F4) | =G4
B |  | Margin | =GetValue("Plumbers margin",3) | % | =SubTotal(G1:G4) | 1 | =PRODUCT(C5*E5,F5) | =G5
I | T27.37.065 | 65mm dia | T27.37_PLU_Pipe DWV | m
B | MCDCT65 | 65mm 5m H/D Copper Tube | 1 | ea | =GetRate("PLU",$A1,2) | 0.2 | =PRODUCT(C1*E1,F1) | =G1
B |  | Discount | =GetValue("Discount PLU Copper",3) | % | =SubTotal(G1:G1) | 1 | =PRODUCT(C2*E2,F2) | =G2
B |  | Waste and Fixings | =GetValue("Waste 15%",3) | % | =SubTotal(G1:G2) | 1 | =PRODUCT(C3*E3,F3) | =G3
B | Plumber | Plumber | 0.47 | hrs | =GetRate("LAB1",$A4,2) | 1 | =PRODUCT(C4*E4,F4) | =G4
B |  | Margin | =GetValue("Plumbers margin",3) | % | =SubTotal(G1:G4) | 1 | =PRODUCT(C5*E5,F5) | =G5
I | T27.37.069 | 80mm dia | T27.37_PLU_Pipe DWV | m
B | MCDCT80 | 80mm 5m H/D Copper Tube | 1 | ea | =GetRate("PLU",$A1,2) | 0.2 | =PRODUCT(C1*E1,F1) | =G1
B |  | Discount | =GetValue("Discount PLU Copper",3) | % | =SubTotal(G1:G1) | 1 | =PRODUCT(C2*E2,F2) | =G2
B |  | Waste and Fixings | =GetValue("Waste 15%",3) | % | =SubTotal(G1:G2) | 1 | =PRODUCT(C3*E3,F3) | =G3
B | Plumber | Plumber | 0.55 | hrs | =GetRate("LAB1",$A4,2) | 1 | =PRODUCT(C4*E4,F4) | =G4
B |  | Margin | =GetValue("Plumbers margin",3) | % | =SubTotal(G1:G4) | 1 | =PRODUCT(C5*E5,F5) | =G5
I | T27.37.073 | 100mm dia | T27.37_PLU_Pipe DWV | m
B | MCDCT100 | 100mm 5m H/D Copper Tube | 1 | lg | =GetRate("PLU",$A1,2) | 0.2 | =PRODUCT(C1*E1,F1) | =G1
B |  | Discount | =GetValue("Discount PLU Copper",3) | % | =SubTotal(G1:G1) | 1 | =PRODUCT(C2*E2,F2) | =G2
B |  | Waste and Fixings | =GetValue("Waste 15%",3) | % | =SubTotal(G1:G2) | 1 | =PRODUCT(C3*E3,F3) | =G3
B | Plumber | Plumber | 0.65 | hrs | =GetRate("LAB1",$A4,2) | 1 | =PRODUCT(C4*E4,F4) | =G4
B |  | Margin | =GetValue("Plumbers margin",3) | % | =SubTotal(G1:G4) | 1 | =PRODUCT(C5*E5,F5) | =G5
I | T27.37.077 | 150mm dia | T27.37_PLU_Pipe DWV | m
B | MCDCT100 | 100mm 5m H/D Copper Tube | 1 | lg | =GetRate("PLU",$A1,2) | 0.2 | =PRODUCT(C1*E1,F1) | =G1
B |  | Discount | =GetValue("Discount PLU Copper",3) | % | =SubTotal(G1:G1) | 1 | =PRODUCT(C2*E2,F2) | =G2
B |  | Waste and Fixings | =GetValue("Waste 15%",3) | % | =SubTotal(G1:G2) | 1 | =PRODUCT(C3*E3,F3) | =G3
B | Plumber | Plumber | 0.78 | hrs | =GetRate("LAB1",$A4,2) | 1 | =PRODUCT(C4*E4,F4) | =G4
B |  | Margin | =GetValue("Plumbers margin",3) | % | =SubTotal(G1:G4) | 1 | =PRODUCT(C5*E5,F5) | =G5
I | T27.37.081 | Bend, plain | T27.37_PLU_Pipe DWV
I | T27.37.085 | 32mm | T27.37_PLU_Pipe DWV | No
B | CB32X135 | 32mm X 135' Copper Bend | 1 | No | =GetRate("PLU",$A1,2) | 1 | =PRODUCT(C1*E1,F1) | =G1
B |  | Discount | =GetValue("Discount PLU Copper",3) | % | =SubTotal(G1:G1) | 1 | =PRODUCT(C2*E2,F2) | =G2
B |  | Waste and Fixings | =GetValue("Waste 15%",3) | % | =SubTotal(G1:G2) | 1 | =PRODUCT(C3*E3,F3) | =G3
B | Plumber | Plumber | 0.15 | hrs | =GetRate("LAB1",$A4,2) | 1 | =PRODUCT(C4*E4,F4) | =G4
B |  | Margin | =GetValue("Plumbers margin",3) | % | =SubTotal(G1:G4) | 1 | =PRODUCT(C5*E5,F5) | =G5
I | T27.37.089 | 40mm | T27.37_PLU_Pipe DWV | No
B | CB40X135 | 40mm X 135' Copper Bend | 1 | No | =GetRate("PLU",$A1,2) | 1 | =PRODUCT(C1*E1,F1) | =G1
B |  | Discount | =GetValue("Discount PLU Copper",3) | % | =SubTotal(G1:G1) | 1 | =PRODUCT(C2*E2,F2) | =G2
B |  | Waste and Fixings | =GetValue("Waste 15%",3) | % | =SubTotal(G1:G2) | 1 | =PRODUCT(C3*E3,F3) | =G3
B | Plumber | Plumber | 0.18 | hrs | =GetRate("LAB1",$A4,2) | 1 | =PRODUCT(C4*E4,F4) | =G4
B |  | Margin | =GetValue("Plumbers margin",3) | % | =SubTotal(G1:G4) | 1 | =PRODUCT(C5*E5,F5) | =G5
I | T27.37.093 | 50mm | T27.37_PLU_Pipe DWV | No
B | CB50X135 | 50mm X 135' Copper Bend | 1 | No | =GetRate("PLU",$A1,2) | 1 | =PRODUCT(C1*E1,F1) | =G1
B |  | Discount | =GetValue("Discount PLU Copper",3) | % | =SubTotal(G1:G1) | 1 | =PRODUCT(C2*E2,F2) | =G2
B |  | Waste and Fixings | =GetValue("Waste 15%",3) | % | =SubTotal(G1:G2) | 1 | =PRODUCT(C3*E3,F3) | =G3
B | Plumber | Plumber | 0.25 | hrs | =GetRate("LAB1",$A4,2) | 1 | =PRODUCT(C4*E4,F4) | =G4
B |  | Margin | =GetValue("Plumbers margin",3) | % | =SubTotal(G1:G4) | 1 | =PRODUCT(C5*E5,F5) | =G5
I | T27.37.097 | 65mm | T27.37_PLU_Pipe DWV | No
B | CB65X135 | 65mm X 135' Copper Bend | 1 | No | =GetRate("PLU",$A1,2) | 1 | =PRODUCT(C1*E1,F1) | =G1
B |  | Discount | =GetValue("Discount PLU Copper",3) | % | =SubTotal(G1:G1) | 1 | =PRODUCT(C2*E2,F2) | =G2
B |  | Waste and Fixings | =GetValue("Waste 15%",3) | % | =SubTotal(G1:G2) | 1 | =PRODUCT(C3*E3,F3) | =G3
B | Plumber | Plumber | 0.3 | hrs | =GetRate("LAB1",$A4,2) | 1 | =PRODUCT(C4*E4,F4) | =G4
B |  | Margin | =GetValue("Plumbers margin",3) | % | =SubTotal(G1:G4) | 1 | =PRODUCT(C5*E5,F5) | =G5
I | T27.37.101 | 80mm | T27.37_PLU_Pipe DWV | No
B | CB80X135 | 80mm X 135' Copper Bend | 1 | No | =GetRate("PLU",$A1,2) | 1 | =PRODUCT(C1*E1,F1) | =G1
B |  | Discount | =GetValue("Discount PLU Copper",3) | % | =SubTotal(G1:G1) | 1 | =PRODUCT(C2*E2,F2) | =G2
B |  | Waste and Fixings | =GetValue("Waste 15%",3) | % | =SubTotal(G1:G2) | 1 | =PRODUCT(C3*E3,F3) | =G3
B | Plumber | Plumber | 0.35 | hrs | =GetRate("LAB1",$A4,2) | 1 | =PRODUCT(C4*E4,F4) | =G4
B |  | Margin | =GetValue("Plumbers margin",3) | % | =SubTotal(G1:G4) | 1 | =PRODUCT(C5*E5,F5) | =G5
I | T27.37.105 | 100mm | T27.37_PLU_Pipe DWV | No
B | CB100X135 | 100mm X 135' Copper Bend | 1 | No | =GetRate("PLU",$A1,2) | 1 | =PRODUCT(C1*E1,F1) | =G1
B |  | Discount | =GetValue("Discount PLU Copper",3) | % | =SubTotal(G1:G1) | 1 | =PRODUCT(C2*E2,F2) | =G2
B |  | Waste and Fixings | =GetValue("Waste 15%",3) | % | =SubTotal(G1:G2) | 1 | =PRODUCT(C3*E3,F3) | =G3
B | Plumber | Plumber | 0.45 | hrs | =GetRate("LAB1",$A4,2) | 1 | =PRODUCT(C4*E4,F4) | =G4
B |  | Margin | =GetValue("Plumbers margin",3) | % | =SubTotal(G1:G4) | 1 | =PRODUCT(C5*E5,F5) | =G5
I | T27.37.109 | Branch bend, for forming swept junction | T27.37_PLU_Pipe DWV |  |  |  | 1
I | T27.37.113 | 32mm | T27.37_PLU_Pipe DWV | No
B | CBB32 | 32mm Copper Branch Bend | 1 | No | =GetRate("PLU",$A1,2) | 1 | =PRODUCT(C1*E1,F1) | =G1
B |  | Discount | =GetValue("Discount PLU Copper",3) | % | =SubTotal(G1:G1) | 1 | =PRODUCT(C2*E2,F2) | =G2
B |  | Waste and Fixings | =GetValue("Waste 15%",3) | % | =SubTotal(G1:G2) | 1 | =PRODUCT(C3*E3,F3) | =G3
B | Plumber | Plumber | 0.15 | hrs | =GetRate("LAB1",$A4,2) | 1 | =PRODUCT(C4*E4,F4) | =G4
B |  | Margin | =GetValue("Plumbers margin",3) | % | =SubTotal(G1:G4) | 1 | =PRODUCT(C5*E5,F5) | =G5
I | T27.37.117 | 40mm | T27.37_PLU_Pipe DWV | No
B | CBB40 | 40mm Copper Branch Bend | 1 | No | =GetRate("PLU",$A1,2) | 1 | =PRODUCT(C1*E1,F1) | =G1
B |  | Discount | =GetValue("Discount PLU Copper",3) | % | =SubTotal(G1:G1) | 1 | =PRODUCT(C2*E2,F2) | =G2
B |  | Waste and Fixings | =GetValue("Waste 15%",3) | % | =SubTotal(G1:G2) | 1 | =PRODUCT(C3*E3,F3) | =G3
B | Plumber | Plumber | 0.18 | hrs | =GetRate("LAB1",$A4,2) | 1 | =PRODUCT(C4*E4,F4) | =G4
B |  | Margin | =GetValue("Plumbers margin",3) | % | =SubTotal(G1:G4) | 1 | =PRODUCT(C5*E5,F5) | =G5
I | T27.37.121 | 50mm | T27.37_PLU_Pipe DWV | No
B | CBB50 | 50mm Copper Branch Bend | 1 | No | =GetRate("PLU",$A1,2) | 1 | =PRODUCT(C1*E1,F1) | =G1
B |  | Discount | =GetValue("Discount PLU Copper",3) | % | =SubTotal(G1:G1) | 1 | =PRODUCT(C2*E2,F2) | =G2
B |  | Waste and Fixings | =GetValue("Waste 15%",3) | % | =SubTotal(G1:G2) | 1 | =PRODUCT(C3*E3,F3) | =G3
B | Plumber | Plumber | 0.25 | hrs | =GetRate("LAB1",$A4,2) | 1 | =PRODUCT(C4*E4,F4) | =G4
B |  | Margin | =GetValue("Plumbers margin",3) | % | =SubTotal(G1:G4) | 1 | =PRODUCT(C5*E5,F5) | =G5
I | T27.37.125 | 65mm | T27.37_PLU_Pipe DWV | No
B | CBB65 | 65mm Copper Branch Bend | 1 | No | =GetRate("PLU",$A1,2) | 1 | =PRODUCT(C1*E1,F1) | =G1
B |  | Discount | =GetValue("Discount PLU Copper",3) | % | =SubTotal(G1:G1) | 1 | =PRODUCT(C2*E2,F2) | =G2
B |  | Waste and Fixings | =GetValue("Waste 15%",3) | % | =SubTotal(G1:G2) | 1 | =PRODUCT(C3*E3,F3) | =G3
B | Plumber | Plumber | 0.3 | hrs | =GetRate("LAB1",$A4,2) | 1 | =PRODUCT(C4*E4,F4) | =G4
B |  | Margin | =GetValue("Plumbers margin",3) | % | =SubTotal(G1:G4) | 1 | =PRODUCT(C5*E5,F5) | =G5
I | T27.37.129 | 80mm | T27.37_PLU_Pipe DWV | No
B | CBB80 | 80mm Copper Branch Bend | 1 | No | =GetRate("PLU",$A1,2) | 1 | =PRODUCT(C1*E1,F1) | =G1
B |  | Discount | =GetValue("Discount PLU Copper",3) | % | =SubTotal(G1:G1) | 1 | =PRODUCT(C2*E2,F2) | =G2
B |  | Waste and Fixings | =GetValue("Waste 15%",3) | % | =SubTotal(G1:G2) | 1 | =PRODUCT(C3*E3,F3) | =G3
B | Plumber | Plumber | 0.35 | hrs | =GetRate("LAB1",$A4,2) | 1 | =PRODUCT(C4*E4,F4) | =G4
B |  | Margin | =GetValue("Plumbers margin",3) | % | =SubTotal(G1:G4) | 1 | =PRODUCT(C5*E5,F5) | =G5
I | T27.37.133 | 100mm | T27.37_PLU_Pipe DWV | No
B | CBB100 | 100mm Copper Branch Bend | 1 | No | =GetRate("PLU",$A1,2) | 1 | =PRODUCT(C1*E1,F1) | =G1
B |  | Discount | =GetValue("Discount PLU Copper",3) | % | =SubTotal(G1:G1) | 1 | =PRODUCT(C2*E2,F2) | =G2
B |  | Waste and Fixings | =GetValue("Waste 15%",3) | % | =SubTotal(G1:G2) | 1 | =PRODUCT(C3*E3,F3) | =G3
B | Plumber | Plumber | 0.45 | hrs | =GetRate("LAB1",$A4,2) | 1 | =PRODUCT(C4*E4,F4) | =G4
B |  | Margin | =GetValue("Plumbers margin",3) | % | =SubTotal(G1:G4) | 1 | =PRODUCT(C5*E5,F5) | =G5
I | T27.37.137 | Junction | T27.37_PLU_Pipe DWV
I | T27.37.141 | 32mm | T27.37_PLU_Pipe DWV | No
B | CJ32 | 32x32mm Copper Junction | 1 | No | =GetRate("PLU",$A1,2) | 1 | =PRODUCT(C1*E1,F1) | =G1
B |  | Discount | =GetValue("Discount PLU Copper",3) | % | =SubTotal(G1:G1) | 1 | =PRODUCT(C2*E2,F2) | =G2
B |  | Waste and Fixings | =GetValue("Waste 15%",3) | % | =SubTotal(G1:G2) | 1 | =PRODUCT(C3*E3,F3) | =G3
B | Plumber | Plumber | 0.22 | hrs | =GetRate("LAB1",$A4,2) | 1 | =PRODUCT(C4*E4,F4) | =G4
B |  | Margin | =GetValue("Plumbers margin",3) | % | =SubTotal(G1:G4) | 1 | =PRODUCT(C5*E5,F5) | =G5
I | T27.37.145 | 40mm | T27.37_PLU_Pipe DWV | No
B | CJ40 | 40x40mm Copper Junction | 1 | No | =GetRate("PLU",$A1,2) | 1 | =PRODUCT(C1*E1,F1) | =G1
B |  | Discount | =GetValue("Discount PLU Copper",3) | % | =SubTotal(G1:G1) | 1 | =PRODUCT(C2*E2,F2) | =G2
B |  | Waste and Fixings | =GetValue("Waste 15%",3) | % | =SubTotal(G1:G2) | 1 | =PRODUCT(C3*E3,F3) | =G3
B | Plumber | Plumber | 0.26 | hrs | =GetRate("LAB1",$A4,2) | 1 | =PRODUCT(C4*E4,F4) | =G4
B |  | Margin | =GetValue("Plumbers margin",3) | % | =SubTotal(G1:G4) | 1 | =PRODUCT(C5*E5,F5) | =G5
I | T27.37.149 | 50mm | T27.37_PLU_Pipe DWV | No
B | CJ50 | 50x50mm Copper Junction | 1 | No | =GetRate("PLU",$A1,2) | 1 | =PRODUCT(C1*E1,F1) | =G1
B |  | Discount | =GetValue("Discount PLU Copper",3) | % | =SubTotal(G1:G1) | 1 | =PRODUCT(C2*E2,F2) | =G2
B |  | Waste and Fixings | =GetValue("Waste 15%",3) | % | =SubTotal(G1:G2) | 1 | =PRODUCT(C3*E3,F3) | =G3
B | Plumber | Plumber | 0.3 | hrs | =GetRate("LAB1",$A4,2) | 1 | =PRODUCT(C4*E4,F4) | =G4
B |  | Margin | =GetValue("Plumbers margin",3) | % | =SubTotal(G1:G4) | 1 | =PRODUCT(C5*E5,F5) | =G5
I | T27.37.153 | 65mm | T27.37_PLU_Pipe DWV | No
B | CJ65 | 65x65mm Copper Junction | 1 | No | =GetRate("PLU",$A1,2) | 1 | =PRODUCT(C1*E1,F1) | =G1
B |  | Discount | =GetValue("Discount PLU Copper",3) | % | =SubTotal(G1:G1) | 1 | =PRODUCT(C2*E2,F2) | =G2
B |  | Waste and Fixings | =GetValue("Waste 15%",3) | % | =SubTotal(G1:G2) | 1 | =PRODUCT(C3*E3,F3) | =G3
B | Plumber | Plumber | 0.35 | hrs | =GetRate("LAB1",$A4,2) | 1 | =PRODUCT(C4*E4,F4) | =G4
B |  | Margin | =GetValue("Plumbers margin",3) | % | =SubTotal(G1:G4) | 1 | =PRODUCT(C5*E5,F5) | =G5
I | T27.37.157 | 80mm | T27.37_PLU_Pipe DWV | No
B | CJ80 | 80x80mm Copper Junction | 1 | No | =GetRate("PLU",$A1,2) | 1 | =PRODUCT(C1*E1,F1) | =G1
B |  | Discount | =GetValue("Discount PLU Copper",3) | % | =SubTotal(G1:G1) | 1 | =PRODUCT(C2*E2,F2) | =G2
B |  | Waste and Fixings | =GetValue("Waste 15%",3) | % | =SubTotal(G1:G2) | 1 | =PRODUCT(C3*E3,F3) | =G3
B | Plumber | Plumber | 0.45 | hrs | =GetRate("LAB1",$A4,2) | 1 | =PRODUCT(C4*E4,F4) | =G4
B |  | Margin | =GetValue("Plumbers margin",3) | % | =SubTotal(G1:G4) | 1 | =PRODUCT(C5*E5,F5) | =G5
I | T27.37.161 | 100mm | T27.37_PLU_Pipe DWV | No
B | CJ100 | 100x100mm Copper Junction | 1 | No | =GetRate("PLU",$A1,2) | 1 | =PRODUCT(C1*E1,F1) | =G1
B |  | Discount | =GetValue("Discount PLU Copper",3) | % | =SubTotal(G1:G1) | 1 | =PRODUCT(C2*E2,F2) | =G2
B |  | Waste and Fixings | =GetValue("Waste 15%",3) | % | =SubTotal(G1:G2) | 1 | =PRODUCT(C3*E3,F3) | =G3
B | Plumber | Plumber | 0.5 | hrs | =GetRate("LAB1",$A4,2) | 1 | =PRODUCT(C4*E4,F4) | =G4
B |  | Margin | =GetValue("Plumbers margin",3) | % | =SubTotal(G1:G4) | 1 | =PRODUCT(C5*E5,F5) | =G5
I | T27.37.165 | Reducer, purpose made fitting | T27.37_PLU_Pipe DWV
I | T27.37.169 | 50mm x 20mm | T27.37_PLU_Pipe DWV | No
B | CSR50X20 | 50x20mm Copper Stepped Reducer | 1 | No | =GetRate("PLU",$A1,2) | 1 | =PRODUCT(C1*E1,F1) | =G1
B |  | Discount | =GetValue("Discount PLU Copper",3) | % | =SubTotal(G1:G1) | 1 | =PRODUCT(C2*E2,F2) | =G2
B |  | Waste and Fixings | =GetValue("Waste 15%",3) | % | =SubTotal(G1:G2) | 1 | =PRODUCT(C3*E3,F3) | =G3
B | Plumber | Plumber | 0.22 | hrs | =GetRate("LAB1",$A4,2) | 1 | =PRODUCT(C4*E4,F4) | =G4
B |  | Margin | =GetValue("Plumbers margin",3) | % | =SubTotal(G1:G4) | 1 | =PRODUCT(C5*E5,F5) | =G5
I | T27.37.173 | 100mm x 50mm | T27.37_PLU_Pipe DWV | No
B | CSR100X50 | 100X50mm Copper Stepped Reducer | 1 | No | =GetRate("PLU",$A1,2) | 1 | =PRODUCT(C1*E1,F1) | =G1
B |  | Discount | =GetValue("Discount PLU Copper",3) | % | =SubTotal(G1:G1) | 1 | =PRODUCT(C2*E2,F2) | =G2
B |  | Waste and Fixings | =GetValue("Waste 15%",3) | % | =SubTotal(G1:G2) | 1 | =PRODUCT(C3*E3,F3) | =G3
B | Plumber | Plumber | 0.26 | hrs | =GetRate("LAB1",$A4,2) | 1 | =PRODUCT(C4*E4,F4) | =G4
B |  | Margin | =GetValue("Plumbers margin",3) | % | =SubTotal(G1:G4) | 1 | =PRODUCT(C5*E5,F5) | =G5
I | T27.37.177 | <b>PVC Pipe</b> | T27.37_PLU_Pipe DWV
I | T27.37.181 | 32mm dia | T27.37_PLU_Pipe DWV | m
B | 100_32_6 | OPTIM 32DN DWV Pipe 6SJ | 1 | m | =GetRate("PLU",$A1,2) | 0.16667 | =PRODUCT(C1*E1,F1) | =G1
B |  | Discount | =GetValue("Discount PLU PVC",3) | % | =SubTotal(G1:G1) | 1 | =PRODUCT(C2*E2,F2) | =G2
B |  | Waste and Fixings | =GetValue("Waste 10%",3) | % | =SubTotal(G1:G2) | 1 | =PRODUCT(C3*E3,F3) | =G3
B | Plumber | Plumber | 0.25 | hrs | =GetRate("LAB1",$A4,2) | 1 | =PRODUCT(C4*E4,F4) | =G4
B |  | Margin | =GetValue("Plumbers margin",3) | % | =SubTotal(G1:G4) | 1 | =PRODUCT(C5*E5,F5) | =G5
I | T27.37.185 | 40mm dia | T27.37_PLU_Pipe DWV | m
B | 100_40_6 | OPTIM 40DN DWV Pipe 6SJ | 1 | m | =GetRate("PLU",$A1,2) | 0.16667 | =PRODUCT(C1*E1,F1) | =G1
B |  | Discount | =GetValue("Discount PLU PVC",3) | % | =SubTotal(G1:G1) | 1 | =PRODUCT(C2*E2,F2) | =G2
B |  | Waste and Fixings | =GetValue("Waste 10%",3) | % | =SubTotal(G1:G2) | 1 | =PRODUCT(C3*E3,F3) | =G3
B | Plumber | Plumber | 0.28 | hrs | =GetRate("LAB1",$A4,2) | 1 | =PRODUCT(C4*E4,F4) | =G4
B |  | Margin | =GetValue("Plumbers margin",3) | % | =SubTotal(G1:G4) | 1 | =PRODUCT(C5*E5,F5) | =G5
I | T27.37.189 | 50mm dia | T27.37_PLU_Pipe DWV | m
B | 100_50_6 | OPTIM 50DN DWV Pipe 6SJ | 1 | m | =GetRate("PLU",$A1,2) | 0.16667 | =PRODUCT(C1*E1,F1) | =G1
B |  | Discount | =GetValue("Discount PLU PVC",3) | % | =SubTotal(G1:G1) | 1 | =PRODUCT(C2*E2,F2) | =G2
B |  | Waste and Fixings | =GetValue("Waste 10%",3) | % | =SubTotal(G1:G2) | 1 | =PRODUCT(C3*E3,F3) | =G3
B | Plumber | Plumber | 0.3 | hrs | =GetRate("LAB1",$A4,2) | 1 | =PRODUCT(C4*E4,F4) | =G4
B |  | Margin | =GetValue("Plumbers margin",3) | % | =SubTotal(G1:G4) | 1 | =PRODUCT(C5*E5,F5) | =G5
I | T27.37.193 | 65mm dia | T27.37_PLU_Pipe DWV | m
B | 100_65_6 | OPTIM 65DN DWV Pipe 6SJ | 1 | m | =GetRate("PLU",$A1,2) | 0.16667 | =PRODUCT(C1*E1,F1) | =G1
B |  | Discount | =GetValue("Discount PLU PVC",3) | % | =SubTotal(G1:G1) | 1 | =PRODUCT(C2*E2,F2) | =G2
B |  | Waste and Fixings | =GetValue("Waste 10%",3) | % | =SubTotal(G1:G2) | 1 | =PRODUCT(C3*E3,F3) | =G3
B | Plumber | Plumber | 0.33 | hrs | =GetRate("LAB1",$A4,2) | 1 | =PRODUCT(C4*E4,F4) | =G4
B |  | Margin | =GetValue("Plumbers margin",3) | % | =SubTotal(G1:G4) | 1 | =PRODUCT(C5*E5,F5) | =G5
I | T27.37.197 | 80mm dia | T27.37_PLU_Pipe DWV | m
B | 100_80_6 | OPTIM 80DN DWV Pipe 6SJ | 1 | m | =GetRate("PLU",$A1,2) | 0.16667 | =PRODUCT(C1*E1,F1) | =G1
B |  | Discount | =GetValue("Discount PLU PVC",3) | % | =SubTotal(G1:G1) | 1 | =PRODUCT(C2*E2,F2) | =G2
B |  | Waste and Fixings | =GetValue("Waste 10%",3) | % | =SubTotal(G1:G2) | 1 | =PRODUCT(C3*E3,F3) | =G3
B | Plumber | Plumber | 0.38 | hrs | =GetRate("LAB1",$A4,2) | 1 | =PRODUCT(C4*E4,F4) | =G4
B |  | Margin | =GetValue("Plumbers margin",3) | % | =SubTotal(G1:G4) | 1 | =PRODUCT(C5*E5,F5) | =G5
I | T27.37.201 | 100mm dia | T27.37_PLU_Pipe DWV | m
B | 100SH_100_6 | 100 100mm 6m SN6 DWV Pipe SOE | 1 | m | =GetRate("PLU",$A1,2) | 0.16667 | =PRODUCT(C1*E1,F1) | =G1
B |  | Discount | =GetValue("Discount PLU PVC",3) | % | =SubTotal(G1:G1) | 1 | =PRODUCT(C2*E2,F2) | =G2
B |  | Waste and Fixings | =GetValue("Waste 10%",3) | % | =SubTotal(G1:G2) | 1 | =PRODUCT(C3*E3,F3) | =G3
B | Plumber | Plumber | 0.4 | hrs | =GetRate("LAB1",$A4,2) | 1 | =PRODUCT(C4*E4,F4) | =G4
B |  | Margin | =GetValue("Plumbers margin",3) | % | =SubTotal(G1:G4) | 1 | =PRODUCT(C5*E5,F5) | =G5
I | T27.37.205 | Bend, plain | T27.37_PLU_Pipe DWV
I | T27.37.209 | 32mm, 45°, 88° | T27.37_PLU_Pipe DWV | No
B | 101_32_88 | 101 32mm 88' DWV Plain SCJ Bend | 1 | m | =GetRate("PLU",$A1,2) | 1 | =PRODUCT(C1*E1,F1) | =G1
B |  | Discount | =GetValue("Discount PLU PVC",3) | % | =SubTotal(G1:G1) | 1 | =PRODUCT(C2*E2,F2) | =G2
B |  | Waste and Fixings | =GetValue("Waste 10%",3) | % | =SubTotal(G1:G2) | 1 | =PRODUCT(C3*E3,F3) | =G3
B | Plumber | Plumber | 0.16 | hrs | =GetRate("LAB1",$A4,2) | 1 | =PRODUCT(C4*E4,F4) | =G4
B |  | Margin | =GetValue("Plumbers margin",3) | % | =SubTotal(G1:G4) | 1 | =PRODUCT(C5*E5,F5) | =G5
I | T27.37.213 | 32mm, 15°, 60°, 72° | T27.37_PLU_Pipe DWV | No
B | 101_32_68 | 101 32mm 68' DWV Plain SCJ Bend | 1 | m | =GetRate("PLU",$A1,2) | 1 | =PRODUCT(C1*E1,F1) | =G1
B |  | Discount | =GetValue("Discount PLU PVC",3) | % | =SubTotal(G1:G1) | 1 | =PRODUCT(C2*E2,F2) | =G2
B |  | Waste and Fixings | =GetValue("Waste 10%",3) | % | =SubTotal(G1:G2) | 1 | =PRODUCT(C3*E3,F3) | =G3
B | Plumber | Plumber | 0.16 | hrs | =GetRate("LAB1",$A4,2) | 1 | =PRODUCT(C4*E4,F4) | =G4
B |  | Margin | =GetValue("Plumbers margin",3) | % | =SubTotal(G1:G4) | 1 | =PRODUCT(C5*E5,F5) | =G5
I | T27.37.217 | 40mm, 45° | T27.37_PLU_Pipe DWV | No
B | 101_40_60 | 101 40mm 60' DWV Plain SCJ Bend | 1 | m | =GetRate("PLU",$A1,2) | 1 | =PRODUCT(C1*E1,F1) | =G1
B |  | Discount | =GetValue("Discount PLU PVC",3) | % | =SubTotal(G1:G1) | 1 | =PRODUCT(C2*E2,F2) | =G2
B |  | Waste and Fixings | =GetValue("Waste 10%",3) | % | =SubTotal(G1:G2) | 1 | =PRODUCT(C3*E3,F3) | =G3
B | Plumber | Plumber | 0.18 | hrs | =GetRate("LAB1",$A4,2) | 1 | =PRODUCT(C4*E4,F4) | =G4
B |  | Margin | =GetValue("Plumbers margin",3) | % | =SubTotal(G1:G4) | 1 | =PRODUCT(C5*E5,F5) | =G5
I | T27.37.221 | 40mm, 88° | T27.37_PLU_Pipe DWV | No
B | 101_40_88 | 101 40mm 88' DWV Plain SCJ Bend | 1 | m | =GetRate("PLU",$A1,2) | 1 | =PRODUCT(C1*E1,F1) | =G1
B |  | Discount | =GetValue("Discount PLU PVC",3) | % | =SubTotal(G1:G1) | 1 | =PRODUCT(C2*E2,F2) | =G2
B |  | Waste and Fixings | =GetValue("Waste 10%",3) | % | =SubTotal(G1:G2) | 1 | =PRODUCT(C3*E3,F3) | =G3
B | Plumber | Plumber | 0.18 | hrs | =GetRate("LAB1",$A4,2) | 1 | =PRODUCT(C4*E4,F4) | =G4
B |  | Margin | =GetValue("Plumbers margin",3) | % | =SubTotal(G1:G4) | 1 | =PRODUCT(C5*E5,F5) | =G5
I | T27.37.225 | 40mm, 15°, 60°, 72° | T27.37_PLU_Pipe DWV | No
B | 101_40_15 | 101 40mm 15' DWV Plain SCJ Bend | 1 | m | =GetRate("PLU",$A1,2) | 1 | =PRODUCT(C1*E1,F1) | =G1
B |  | Discount | =GetValue("Discount PLU PVC",3) | % | =SubTotal(G1:G1) | 1 | =PRODUCT(C2*E2,F2) | =G2
B |  | Waste and Fixings | =GetValue("Waste 10%",3) | % | =SubTotal(G1:G2) | 1 | =PRODUCT(C3*E3,F3) | =G3
B | Plumber | Plumber | 0.18 | hrs | =GetRate("LAB1",$A4,2) | 1 | =PRODUCT(C4*E4,F4) | =G4
B |  | Margin | =GetValue("Plumbers margin",3) | % | =SubTotal(G1:G4) | 1 | =PRODUCT(C5*E5,F5) | =G5
I | T27.37.229 | 50mm, 45°, 88° | T27.37_PLU_Pipe DWV | No
B | 101_50_88 | 101 50mm 88' DWV Plain SCJ Bend | 1 | m | =GetRate("PLU",$A1,2) | 1 | =PRODUCT(C1*E1,F1) | =G1
B |  | Discount | =GetValue("Discount PLU PVC",3) | % | =SubTotal(G1:G1) | 1 | =PRODUCT(C2*E2,F2) | =G2
B |  | Waste and Fixings | =GetValue("Waste 10%",3) | % | =SubTotal(G1:G2) | 1 | =PRODUCT(C3*E3,F3) | =G3
B | Plumber | Plumber | 0.22 | hrs | =GetRate("LAB1",$A4,2) | 1 | =PRODUCT(C4*E4,F4) | =G4
B |  | Margin | =GetValue("Plumbers margin",3) | % | =SubTotal(G1:G4) | 1 | =PRODUCT(C5*E5,F5) | =G5
I | T27.37.233 | 50mm, 15°, 60°, 72° | T27.37_PLU_Pipe DWV | No
B | 101_50_68 | 101 50mm 68' DWV Plain SCJ Bend | 1 | m | =GetRate("PLU",$A1,2) | 1 | =PRODUCT(C1*E1,F1) | =G1
B |  | Discount | =GetValue("Discount PLU PVC",3) | % | =SubTotal(G1:G1) | 1 | =PRODUCT(C2*E2,F2) | =G2
B |  | Waste and Fixings | =GetValue("Waste 10%",3) | % | =SubTotal(G1:G2) | 1 | =PRODUCT(C3*E3,F3) | =G3
B | Plumber | Plumber | 0.22 | hrs | =GetRate("LAB1",$A4,2) | 1 | =PRODUCT(C4*E4,F4) | =G4
B |  | Margin | =GetValue("Plumbers margin",3) | % | =SubTotal(G1:G4) | 1 | =PRODUCT(C5*E5,F5) | =G5
I | T27.37.237 | 65mm, 45°, 88° | T27.37_PLU_Pipe DWV | No
B | 101_65_88 | 101 65mm 88' DWV Plain SCJ Bend | 1 | m | =GetRate("PLU",$A1,2) | 1 | =PRODUCT(C1*E1,F1) | =G1
B |  | Discount | =GetValue("Discount PLU PVC",3) | % | =SubTotal(G1:G1) | 1 | =PRODUCT(C2*E2,F2) | =G2
B |  | Waste and Fixings | =GetValue("Waste 10%",3) | % | =SubTotal(G1:G2) | 1 | =PRODUCT(C3*E3,F3) | =G3
B | Plumber | Plumber | 0.27 | hrs | =GetRate("LAB1",$A4,2) | 1 | =PRODUCT(C4*E4,F4) | =G4
B |  | Margin | =GetValue("Plumbers margin",3) | % | =SubTotal(G1:G4) | 1 | =PRODUCT(C5*E5,F5) | =G5
I | T27.37.241 | 65mm, 15° | T27.37_PLU_Pipe DWV | No
B | 101_65_15 | 101 65mm 15' DWV Plain SCJ Bend | 1 | m | =GetRate("PLU",$A1,2) | 1 | =PRODUCT(C1*E1,F1) | =G1
B |  | Discount | =GetValue("Discount PLU PVC",3) | % | =SubTotal(G1:G1) | 1 | =PRODUCT(C2*E2,F2) | =G2
B |  | Waste and Fixings | =GetValue("Waste 10%",3) | % | =SubTotal(G1:G2) | 1 | =PRODUCT(C3*E3,F3) | =G3
B | Plumber | Plumber | 0.27 | hrs | =GetRate("LAB1",$A4,2) | 1 | =PRODUCT(C4*E4,F4) | =G4
B |  | Margin | =GetValue("Plumbers margin",3) | % | =SubTotal(G1:G4) | 1 | =PRODUCT(C5*E5,F5) | =G5
I | T27.37.245 | 80mm, 45°, 88° | T27.37_PLU_Pipe DWV | No
B | 101_80_88 | 101 80mm 88' DWV Plain SCJ Bend | 1 | m | =GetRate("PLU",$A1,2) | 1 | =PRODUCT(C1*E1,F1) | =G1
B |  | Discount | =GetValue("Discount PLU PVC",3) | % | =SubTotal(G1:G1) | 1 | =PRODUCT(C2*E2,F2) | =G2
B |  | Waste and Fixings | =GetValue("Waste 10%",3) | % | =SubTotal(G1:G2) | 1 | =PRODUCT(C3*E3,F3) | =G3
B | Plumber | Plumber | 0.33 | hrs | =GetRate("LAB1",$A4,2) | 1 | =PRODUCT(C4*E4,F4) | =G4
B |  | Margin | =GetValue("Plumbers margin",3) | % | =SubTotal(G1:G4) | 1 | =PRODUCT(C5*E5,F5) | =G5
I | T27.37.249 | 80mm, 15° | T27.37_PLU_Pipe DWV | No
B | 101_80_15 | 101 80mm 15' DWV Plain SCJ Bend | 1 | m | =GetRate("PLU",$A1,2) | 1 | =PRODUCT(C1*E1,F1) | =G1
B |  | Discount | =GetValue("Discount PLU PVC",3) | % | =SubTotal(G1:G1) | 1 | =PRODUCT(C2*E2,F2) | =G2
B |  | Waste and Fixings | =GetValue("Waste 10%",3) | % | =SubTotal(G1:G2) | 1 | =PRODUCT(C3*E3,F3) | =G3
B | Plumber | Plumber | 0.33 | hrs | =GetRate("LAB1",$A4,2) | 1 | =PRODUCT(C4*E4,F4) | =G4
B |  | Margin | =GetValue("Plumbers margin",3) | % | =SubTotal(G1:G4) | 1 | =PRODUCT(C5*E5,F5) | =G5
I | T27.37.253 | 100mm, 76° | T27.37_PLU_Pipe DWV | No
B | 101_100_88 | 101 100mm 88' DWV Plain SCJ Bend | 1 | m | =GetRate("PLU",$A1,2) | 1 | =PRODUCT(C1*E1,F1) | =G1
B |  | Discount | =GetValue("Discount PLU PVC",3) | % | =SubTotal(G1:G1) | 1 | =PRODUCT(C2*E2,F2) | =G2
B |  | Waste and Fixings | =GetValue("Waste 10%",3) | % | =SubTotal(G1:G2) | 1 | =PRODUCT(C3*E3,F3) | =G3
B | Plumber | Plumber | 0.42 | hrs | =GetRate("LAB1",$A4,2) | 1 | =PRODUCT(C4*E4,F4) | =G4
B |  | Margin | =GetValue("Plumbers margin",3) | % | =SubTotal(G1:G4) | 1 | =PRODUCT(C5*E5,F5) | =G5
I | T27.37.257 | 150mm, 88° | T27.37_PLU_Pipe DWV | No
B | 101_150_88 | 101 150mm 88' DWV Plain SCJ Bend | 1 | m | =GetRate("PLU",$A1,2) | 1 | =PRODUCT(C1*E1,F1) | =G1
B |  | Discount | =GetValue("Discount PLU PVC",3) | % | =SubTotal(G1:G1) | 1 | =PRODUCT(C2*E2,F2) | =G2
B |  | Waste and Fixings | =GetValue("Waste 10%",3) | % | =SubTotal(G1:G2) | 1 | =PRODUCT(C3*E3,F3) | =G3
B | Plumber | Plumber | 0.42 | hrs | =GetRate("LAB1",$A4,2) | 1 | =PRODUCT(C4*E4,F4) | =G4
B |  | Margin | =GetValue("Plumbers margin",3) | % | =SubTotal(G1:G4) | 1 | =PRODUCT(C5*E5,F5) | =G5
I | T27.37.261 | Bend, inspection | T27.37_PLU_Pipe DWV
I | T27.37.265 | 32mm | T27.37_PLU_Pipe DWV | No
B | 101W_32_88 | 101W 32mm 88' DWV Insp SCJ Bend | 1 | m | =GetRate("PLU",$A1,2) | 1 | =PRODUCT(C1*E1,F1) | =G1
B |  | Discount | =GetValue("Discount PLU PVC",3) | % | =SubTotal(G1:G1) | 1 | =PRODUCT(C2*E2,F2) | =G2
B |  | Waste and Fixings | =GetValue("Waste 10%",3) | % | =SubTotal(G1:G2) | 1 | =PRODUCT(C3*E3,F3) | =G3
B | Plumber | Plumber | 0.16 | hrs | =GetRate("LAB1",$A4,2) | 1 | =PRODUCT(C4*E4,F4) | =G4
B |  | Margin | =GetValue("Plumbers margin",3) | % | =SubTotal(G1:G4) | 1 | =PRODUCT(C5*E5,F5) | =G5
I | T27.37.269 | 40mm | T27.37_PLU_Pipe DWV | No
B | 101W_40_88 | 101W 40mm 88' DWV Insp SCJ Bend | 1 | m | =GetRate("PLU",$A1,2) | 1 | =PRODUCT(C1*E1,F1) | =G1
B |  | Discount | =GetValue("Discount PLU PVC",3) | % | =SubTotal(G1:G1) | 1 | =PRODUCT(C2*E2,F2) | =G2
B |  | Waste and Fixings | =GetValue("Waste 10%",3) | % | =SubTotal(G1:G2) | 1 | =PRODUCT(C3*E3,F3) | =G3
B | Plumber | Plumber | 0.18 | hrs | =GetRate("LAB1",$A4,2) | 1 | =PRODUCT(C4*E4,F4) | =G4
B |  | Margin | =GetValue("Plumbers margin",3) | % | =SubTotal(G1:G4) | 1 | =PRODUCT(C5*E5,F5) | =G5
I | T27.37.273 | 50mm | T27.37_PLU_Pipe DWV | No
B | 101W_50_88 | 101W 50mm 88' DWV Insp SCJ Bend | 1 | m | =GetRate("PLU",$A1,2) | 1 | =PRODUCT(C1*E1,F1) | =G1
B |  | Discount | =GetValue("Discount PLU PVC",3) | % | =SubTotal(G1:G1) | 1 | =PRODUCT(C2*E2,F2) | =G2
B |  | Waste and Fixings | =GetValue("Waste 10%",3) | % | =SubTotal(G1:G2) | 1 | =PRODUCT(C3*E3,F3) | =G3
B | Plumber | Plumber | 0.22 | hrs | =GetRate("LAB1",$A4,2) | 1 | =PRODUCT(C4*E4,F4) | =G4
B |  | Margin | =GetValue("Plumbers margin",3) | % | =SubTotal(G1:G4) | 1 | =PRODUCT(C5*E5,F5) | =G5
I | T27.37.277 | 65mm | T27.37_PLU_Pipe DWV | No
B | 101W_65_88 | 101W 65mm 88' DWV Insp SCJ Bend | 1 | m | =GetRate("PLU",$A1,2) | 1 | =PRODUCT(C1*E1,F1) | =G1
B |  | Discount | =GetValue("Discount PLU PVC",3) | % | =SubTotal(G1:G1) | 1 | =PRODUCT(C2*E2,F2) | =G2
B |  | Waste and Fixings | =GetValue("Waste 10%",3) | % | =SubTotal(G1:G2) | 1 | =PRODUCT(C3*E3,F3) | =G3
B | Plumber | Plumber | 0.27 | hrs | =GetRate("LAB1",$A4,2) | 1 | =PRODUCT(C4*E4,F4) | =G4
B |  | Margin | =GetValue("Plumbers margin",3) | % | =SubTotal(G1:G4) | 1 | =PRODUCT(C5*E5,F5) | =G5
I | T27.37.281 | 80mm | T27.37_PLU_Pipe DWV | No
B | 101W_80_88 | 101W 80mm 88' DWV Insp SCJ Bend | 1 | m | =GetRate("PLU",$A1,2) | 1 | =PRODUCT(C1*E1,F1) | =G1
B |  | Discount | =GetValue("Discount PLU PVC",3) | % | =SubTotal(G1:G1) | 1 | =PRODUCT(C2*E2,F2) | =G2
B |  | Waste and Fixings | =GetValue("Waste 10%",3) | % | =SubTotal(G1:G2) | 1 | =PRODUCT(C3*E3,F3) | =G3
B | Plumber | Plumber | 0.33 | hrs | =GetRate("LAB1",$A4,2) | 1 | =PRODUCT(C4*E4,F4) | =G4
B |  | Margin | =GetValue("Plumbers margin",3) | % | =SubTotal(G1:G4) | 1 | =PRODUCT(C5*E5,F5) | =G5
I | T27.37.285 | 100mm | T27.37_PLU_Pipe DWV | No
B | 101W100_88 | 101W 100mm 88' DWV Insp SCJ Bend | 1 | m | =GetRate("PLU",$A1,2) | 1 | =PRODUCT(C1*E1,F1) | =G1
B |  | Discount | =GetValue("Discount PLU PVC",3) | % | =SubTotal(G1:G1) | 1 | =PRODUCT(C2*E2,F2) | =G2
B |  | Waste and Fixings | =GetValue("Waste 10%",3) | % | =SubTotal(G1:G2) | 1 | =PRODUCT(C3*E3,F3) | =G3
B | Plumber | Plumber | 0.42 | hrs | =GetRate("LAB1",$A4,2) | 1 | =PRODUCT(C4*E4,F4) | =G4
B |  | Margin | =GetValue("Plumbers margin",3) | % | =SubTotal(G1:G4) | 1 | =PRODUCT(C5*E5,F5) | =G5
I | T27.37.289 | Junction, plain | T27.37_PLU_Pipe DWV
I | T27.37.293 | 32mm x 32mm | T27.37_PLU_Pipe DWV | No
B | 104_32_88 | 104 32mm 88' DWV Plain SCJ Junction | 1 | m | =GetRate("PLU",$A1,2) | 1 | =PRODUCT(C1*E1,F1) | =G1
B |  | Discount | =GetValue("Discount PLU PVC",3) | % | =SubTotal(G1:G1) | 1 | =PRODUCT(C2*E2,F2) | =G2
B |  | Waste and Fixings | =GetValue("Waste 10%",3) | % | =SubTotal(G1:G2) | 1 | =PRODUCT(C3*E3,F3) | =G3
B | Plumber | Plumber | 0.18 | hrs | =GetRate("LAB1",$A4,2) | 1 | =PRODUCT(C4*E4,F4) | =G4
B |  | Margin | =GetValue("Plumbers margin",3) | % | =SubTotal(G1:G4) | 1 | =PRODUCT(C5*E5,F5) | =G5
I | T27.37.297 | 40mm x 40mm | T27.37_PLU_Pipe DWV | No
B | 104_40_88 | 104 40mm 88' DWV Plain SCJ Junction | 1 | m | =GetRate("PLU",$A1,2) | 1 | =PRODUCT(C1*E1,F1) | =G1
B |  | Discount | =GetValue("Discount PLU PVC",3) | % | =SubTotal(G1:G1) | 1 | =PRODUCT(C2*E2,F2) | =G2
B |  | Waste and Fixings | =GetValue("Waste 10%",3) | % | =SubTotal(G1:G2) | 1 | =PRODUCT(C3*E3,F3) | =G3
B | Plumber | Plumber | 0.2 | hrs | =GetRate("LAB1",$A4,2) | 1 | =PRODUCT(C4*E4,F4) | =G4
B |  | Margin | =GetValue("Plumbers margin",3) | % | =SubTotal(G1:G4) | 1 | =PRODUCT(C5*E5,F5) | =G5
I | T27.37.301 | 50mm x 50mm | T27.37_PLU_Pipe DWV | No
B | 104_50_88 | 104 50mm 88' DWV Plain SCJ Junction | 1 | m | =GetRate("PLU",$A1,2) | 1 | =PRODUCT(C1*E1,F1) | =G1
B |  | Discount | =GetValue("Discount PLU PVC",3) | % | =SubTotal(G1:G1) | 1 | =PRODUCT(C2*E2,F2) | =G2
B |  | Waste and Fixings | =GetValue("Waste 10%",3) | % | =SubTotal(G1:G2) | 1 | =PRODUCT(C3*E3,F3) | =G3
B | Plumber | Plumber | 0.24 | hrs | =GetRate("LAB1",$A4,2) | 1 | =PRODUCT(C4*E4,F4) | =G4
B |  | Margin | =GetValue("Plumbers margin",3) | % | =SubTotal(G1:G4) | 1 | =PRODUCT(C5*E5,F5) | =G5
I | T27.37.305 | 65mm x 65mm | T27.37_PLU_Pipe DWV | No
B | 104_65_88 | 104 65mm 88' DWV Plain SCJ Junction | 1 | m | =GetRate("PLU",$A1,2) | 1 | =PRODUCT(C1*E1,F1) | =G1
B |  | Discount | =GetValue("Discount PLU PVC",3) | % | =SubTotal(G1:G1) | 1 | =PRODUCT(C2*E2,F2) | =G2
B |  | Waste and Fixings | =GetValue("Waste 10%",3) | % | =SubTotal(G1:G2) | 1 | =PRODUCT(C3*E3,F3) | =G3
B | Plumber | Plumber | 0.3 | hrs | =GetRate("LAB1",$A4,2) | 1 | =PRODUCT(C4*E4,F4) | =G4
B |  | Margin | =GetValue("Plumbers margin",3) | % | =SubTotal(G1:G4) | 1 | =PRODUCT(C5*E5,F5) | =G5
I | T27.37.309 | 80mm x 80mm | T27.37_PLU_Pipe DWV | No
B | 104_80_88 | 104 80mm 88' DWV Plain SCJ Junction | 1 | m | =GetRate("PLU",$A1,2) | 1 | =PRODUCT(C1*E1,F1) | =G1
B |  | Discount | =GetValue("Discount PLU PVC",3) | % | =SubTotal(G1:G1) | 1 | =PRODUCT(C2*E2,F2) | =G2
B |  | Waste and Fixings | =GetValue("Waste 10%",3) | % | =SubTotal(G1:G2) | 1 | =PRODUCT(C3*E3,F3) | =G3
B | Plumber | Plumber | 0.35 | hrs | =GetRate("LAB1",$A4,2) | 1 | =PRODUCT(C4*E4,F4) | =G4
B |  | Margin | =GetValue("Plumbers margin",3) | % | =SubTotal(G1:G4) | 1 | =PRODUCT(C5*E5,F5) | =G5
I | T27.37.313 | 100mm x 100mm, 88° | T27.37_PLU_Pipe DWV | No
B | 104_100_88 | 104 100mm 88' DWV Plain SCJ Junction | 1 | m | =GetRate("PLU",$A1,2) | 1 | =PRODUCT(C1*E1,F1) | =G1
B |  | Discount | =GetValue("Discount PLU PVC",3) | % | =SubTotal(G1:G1) | 1 | =PRODUCT(C2*E2,F2) | =G2
B |  | Waste and Fixings | =GetValue("Waste 10%",3) | % | =SubTotal(G1:G2) | 1 | =PRODUCT(C3*E3,F3) | =G3
B | Plumber | Plumber | 0.45 | hrs | =GetRate("LAB1",$A4,2) | 1 | =PRODUCT(C4*E4,F4) | =G4
B |  | Margin | =GetValue("Plumbers margin",3) | % | =SubTotal(G1:G4) | 1 | =PRODUCT(C5*E5,F5) | =G5
I | T27.37.317 | Junction, inspection | T27.37_PLU_Pipe DWV
I | T27.37.321 | 40mm x 40mm | T27.37_PLU_Pipe DWV | No
B | 104W_40_88 | 104W 40mm 88' DWV Insp SCJ Junction | 1 | m | =GetRate("PLU",$A1,2) | 1 | =PRODUCT(C1*E1,F1) | =G1
B |  | Discount | =GetValue("Discount PLU PVC",3) | % | =SubTotal(G1:G1) | 1 | =PRODUCT(C2*E2,F2) | =G2
B |  | Waste and Fixings | =GetValue("Waste 10%",3) | % | =SubTotal(G1:G2) | 1 | =PRODUCT(C3*E3,F3) | =G3
B | Plumber | Plumber | 0.2 | hrs | =GetRate("LAB1",$A4,2) | 1 | =PRODUCT(C4*E4,F4) | =G4
B |  | Margin | =GetValue("Plumbers margin",3) | % | =SubTotal(G1:G4) | 1 | =PRODUCT(C5*E5,F5) | =G5
I | T27.37.325 | 50mm x 50mm | T27.37_PLU_Pipe DWV | No
B | 104W_50_88 | 104W 50mm 88' DWV Insp SCJ Junction | 1 | m | =GetRate("PLU",$A1,2) | 1 | =PRODUCT(C1*E1,F1) | =G1
B |  | Discount | =GetValue("Discount PLU PVC",3) | % | =SubTotal(G1:G1) | 1 | =PRODUCT(C2*E2,F2) | =G2
B |  | Waste and Fixings | =GetValue("Waste 10%",3) | % | =SubTotal(G1:G2) | 1 | =PRODUCT(C3*E3,F3) | =G3
B | Plumber | Plumber | 0.24 | hrs | =GetRate("LAB1",$A4,2) | 1 | =PRODUCT(C4*E4,F4) | =G4
B |  | Margin | =GetValue("Plumbers margin",3) | % | =SubTotal(G1:G4) | 1 | =PRODUCT(C5*E5,F5) | =G5
I | T27.37.329 | 65mm x 65mm | T27.37_PLU_Pipe DWV | No
B | 104W_65_88 | 104W 65mm 88' DWV Insp SCJ Junction | 1 | m | =GetRate("PLU",$A1,2) | 1 | =PRODUCT(C1*E1,F1) | =G1
B |  | Discount | =GetValue("Discount PLU PVC",3) | % | =SubTotal(G1:G1) | 1 | =PRODUCT(C2*E2,F2) | =G2
B |  | Waste and Fixings | =GetValue("Waste 10%",3) | % | =SubTotal(G1:G2) | 1 | =PRODUCT(C3*E3,F3) | =G3
B | Plumber | Plumber | 0.3 | hrs | =GetRate("LAB1",$A4,2) | 1 | =PRODUCT(C4*E4,F4) | =G4
B |  | Margin | =GetValue("Plumbers margin",3) | % | =SubTotal(G1:G4) | 1 | =PRODUCT(C5*E5,F5) | =G5
I | T27.37.333 | 80mm x 80mm | T27.37_PLU_Pipe DWV | No
B | 104W_80_88 | 104W 80mm 88' DWV Insp SCJ Junction | 1 | m | =GetRate("PLU",$A1,2) | 1 | =PRODUCT(C1*E1,F1) | =G1
B |  | Discount | =GetValue("Discount PLU PVC",3) | % | =SubTotal(G1:G1) | 1 | =PRODUCT(C2*E2,F2) | =G2
B |  | Waste and Fixings | =GetValue("Waste 10%",3) | % | =SubTotal(G1:G2) | 1 | =PRODUCT(C3*E3,F3) | =G3
B | Plumber | Plumber | 0.35 | hrs | =GetRate("LAB1",$A4,2) | 1 | =PRODUCT(C4*E4,F4) | =G4
B |  | Margin | =GetValue("Plumbers margin",3) | % | =SubTotal(G1:G4) | 1 | =PRODUCT(C5*E5,F5) | =G5
I | T27.37.337 | 100mm x 100mm, 88° | T27.37_PLU_Pipe DWV | No
B | 104W100_88 | 104W 100mm 88' DWV Insp SCJ Junction | 1 | m | =GetRate("PLU",$A1,2) | 1 | =PRODUCT(C1*E1,F1) | =G1
B |  | Discount | =GetValue("Discount PLU PVC",3) | % | =SubTotal(G1:G1) | 1 | =PRODUCT(C2*E2,F2) | =G2
B |  | Waste and Fixings | =GetValue("Waste 10%",3) | % | =SubTotal(G1:G2) | 1 | =PRODUCT(C3*E3,F3) | =G3
B | Plumber | Plumber | 0.45 | hrs | =GetRate("LAB1",$A4,2) | 1 | =PRODUCT(C4*E4,F4) | =G4
B |  | Margin | =GetValue("Plumbers margin",3) | % | =SubTotal(G1:G4) | 1 | =PRODUCT(C5*E5,F5) | =G5
I | T27.37.341 | Junction, double | T27.37_PLU_Pipe DWV
I | T27.37.345 | 100mm, 88°, 76° | T27.37_PLU_Pipe DWV | No
B | 106_100_88 | 106 100mm 88' DWV Double SCJ Junction | 1 | No | =GetRate("PLU",$A1,2) | 1 | =PRODUCT(C1*E1,F1) | =G1
B |  | Discount | =GetValue("Discount PLU PVC",3) | % | =SubTotal(G1:G1) | 1 | =PRODUCT(C2*E2,F2) | =G2
B |  | Waste and Fixings | =GetValue("Waste 10%",3) | % | =SubTotal(G1:G2) | 1 | =PRODUCT(C3*E3,F3) | =G3
B | Plumber | Plumber | 0.67 | hrs | =GetRate("LAB1",$A4,2) | 1 | =PRODUCT(C4*E4,F4) | =G4
B |  | Margin | =GetValue("Plumbers margin",3) | % | =SubTotal(G1:G4) | 1 | =PRODUCT(C5*E5,F5) | =G5
I | T27.37.349 | Level Invert Taper | T27.37_PLU_Pipe DWV
I | T27.37.353 | 40mm x 32mm | T27.37_PLU_Pipe DWV | No
B | 123_40_32 | 123 40x32mm DWV Level SCJ Invert | 1 | no | =GetRate("PLU",$A1,2) | 1 | =PRODUCT(C1*E1,F1) | =G1
B |  | Discount | =GetValue("Discount PLU PVC",3) | % | =SubTotal(G1:G1) | 1 | =PRODUCT(C2*E2,F2) | =G2
B |  | Waste and Fixings | =GetValue("Waste 10%",3) | % | =SubTotal(G1:G2) | 1 | =PRODUCT(C3*E3,F3) | =G3
B | Plumber | Plumber | 0.12 | hrs | =GetRate("LAB1",$A4,2) | 1 | =PRODUCT(C4*E4,F4) | =G4
B |  | Margin | =GetValue("Plumbers margin",3) | % | =SubTotal(G1:G4) | 1 | =PRODUCT(C5*E5,F5) | =G5
I | T27.37.357 | 50mm x 32mm | T27.37_PLU_Pipe DWV | No
B | 123_50_32 | 123 50x32mm DWV Level SCJ Invert | 1 | no | =GetRate("PLU",$A1,2) | 1 | =PRODUCT(C1*E1,F1) | =G1
B |  | Discount | =GetValue("Discount PLU PVC",3) | % | =SubTotal(G1:G1) | 1 | =PRODUCT(C2*E2,F2) | =G2
B |  | Waste and Fixings | =GetValue("Waste 10%",3) | % | =SubTotal(G1:G2) | 1 | =PRODUCT(C3*E3,F3) | =G3
B | Plumber | Plumber | 0.13 | hrs | =GetRate("LAB1",$A4,2) | 1 | =PRODUCT(C4*E4,F4) | =G4
B |  | Margin | =GetValue("Plumbers margin",3) | % | =SubTotal(G1:G4) | 1 | =PRODUCT(C5*E5,F5) | =G5
I | T27.37.361 | 50mm x 40mm | T27.37_PLU_Pipe DWV | No
B | 123_50_40 | 123 50x40mm DWV Level SCJ Invert | 1 | no | =GetRate("PLU",$A1,2) | 1 | =PRODUCT(C1*E1,F1) | =G1
B |  | Discount | =GetValue("Discount PLU PVC",3) | % | =SubTotal(G1:G1) | 1 | =PRODUCT(C2*E2,F2) | =G2
B |  | Waste and Fixings | =GetValue("Waste 10%",3) | % | =SubTotal(G1:G2) | 1 | =PRODUCT(C3*E3,F3) | =G3
B | Plumber | Plumber | 0.13 | hrs | =GetRate("LAB1",$A4,2) | 1 | =PRODUCT(C4*E4,F4) | =G4
B |  | Margin | =GetValue("Plumbers margin",3) | % | =SubTotal(G1:G4) | 1 | =PRODUCT(C5*E5,F5) | =G5
I | T27.37.365 | 65mm x 40mm | T27.37_PLU_Pipe DWV | No
B | 123_65_40 | 123 65x40mm DWV Level SCJ Invert | 1 | no | =GetRate("PLU",$A1,2) | 1 | =PRODUCT(C1*E1,F1) | =G1
B |  | Discount | =GetValue("Discount PLU PVC",3) | % | =SubTotal(G1:G1) | 1 | =PRODUCT(C2*E2,F2) | =G2
B |  | Waste and Fixings | =GetValue("Waste 10%",3) | % | =SubTotal(G1:G2) | 1 | =PRODUCT(C3*E3,F3) | =G3
B | Plumber | Plumber | 0.14 | hrs | =GetRate("LAB1",$A4,2) | 1 | =PRODUCT(C4*E4,F4) | =G4
B |  | Margin | =GetValue("Plumbers margin",3) | % | =SubTotal(G1:G4) | 1 | =PRODUCT(C5*E5,F5) | =G5
I | T27.37.369 | 65mm x 50mm | T27.37_PLU_Pipe DWV | No
B | 123_65_50 | 123 65x50mm DWV Level SCJ Invert | 1 | no | =GetRate("PLU",$A1,2) | 1 | =PRODUCT(C1*E1,F1) | =G1
B |  | Discount | =GetValue("Discount PLU PVC",3) | % | =SubTotal(G1:G1) | 1 | =PRODUCT(C2*E2,F2) | =G2
B |  | Waste and Fixings | =GetValue("Waste 10%",3) | % | =SubTotal(G1:G2) | 1 | =PRODUCT(C3*E3,F3) | =G3
B | Plumber | Plumber | 0.14 | hrs | =GetRate("LAB1",$A4,2) | 1 | =PRODUCT(C4*E4,F4) | =G4
B |  | Margin | =GetValue("Plumbers margin",3) | % | =SubTotal(G1:G4) | 1 | =PRODUCT(C5*E5,F5) | =G5
I | T27.37.373 | 80mm x 50mm | T27.37_PLU_Pipe DWV | No
B | 123_80_50 | 123 80x50mm DWV Level SCJ Invert | 1 | no | =GetRate("PLU",$A1,2) | 1 | =PRODUCT(C1*E1,F1) | =G1
B |  | Discount | =GetValue("Discount PLU PVC",3) | % | =SubTotal(G1:G1) | 1 | =PRODUCT(C2*E2,F2) | =G2
B |  | Waste and Fixings | =GetValue("Waste 10%",3) | % | =SubTotal(G1:G2) | 1 | =PRODUCT(C3*E3,F3) | =G3
B | Plumber | Plumber | 0.16 | hrs | =GetRate("LAB1",$A4,2) | 1 | =PRODUCT(C4*E4,F4) | =G4
B |  | Margin | =GetValue("Plumbers margin",3) | % | =SubTotal(G1:G4) | 1 | =PRODUCT(C5*E5,F5) | =G5
I | T27.37.377 | 80mm x 65mm | T27.37_PLU_Pipe DWV | No
B | 123_80_65 | 123 80x65mm DWV Level SCJ Invert | 1 | no | =GetRate("PLU",$A1,2) | 1 | =PRODUCT(C1*E1,F1) | =G1
B |  | Discount | =GetValue("Discount PLU PVC",3) | % | =SubTotal(G1:G1) | 1 | =PRODUCT(C2*E2,F2) | =G2
B |  | Waste and Fixings | =GetValue("Waste 10%",3) | % | =SubTotal(G1:G2) | 1 | =PRODUCT(C3*E3,F3) | =G3
B | Plumber | Plumber | 0.16 | hrs | =GetRate("LAB1",$A4,2) | 1 | =PRODUCT(C4*E4,F4) | =G4
B |  | Margin | =GetValue("Plumbers margin",3) | % | =SubTotal(G1:G4) | 1 | =PRODUCT(C5*E5,F5) | =G5
I | T27.37.381 | 100mm x 50mm | T27.37_PLU_Pipe DWV | No
B | 123_100_50 | 123 100x50mm DWV Level SCJ Invert | 1 | no | =GetRate("PLU",$A1,2) | 1 | =PRODUCT(C1*E1,F1) | =G1
B |  | Discount | =GetValue("Discount PLU PVC",3) | % | =SubTotal(G1:G1) | 1 | =PRODUCT(C2*E2,F2) | =G2
B |  | Waste and Fixings | =GetValue("Waste 10%",3) | % | =SubTotal(G1:G2) | 1 | =PRODUCT(C3*E3,F3) | =G3
B | Plumber | Plumber | 0.2 | hrs | =GetRate("LAB1",$A4,2) | 1 | =PRODUCT(C4*E4,F4) | =G4
B |  | Margin | =GetValue("Plumbers margin",3) | % | =SubTotal(G1:G4) | 1 | =PRODUCT(C5*E5,F5) | =G5
I | T27.37.385 | 100mm x 65mm | T27.37_PLU_Pipe DWV | No
B | 123_100_65 | 123 100x65mm DWV Level SCJ Invert | 1 | no | =GetRate("PLU",$A1,2) | 1 | =PRODUCT(C1*E1,F1) | =G1
B |  | Discount | =GetValue("Discount PLU PVC",3) | % | =SubTotal(G1:G1) | 1 | =PRODUCT(C2*E2,F2) | =G2
B |  | Waste and Fixings | =GetValue("Waste 10%",3) | % | =SubTotal(G1:G2) | 1 | =PRODUCT(C3*E3,F3) | =G3
B | Plumber | Plumber | 0.2 | hrs | =GetRate("LAB1",$A4,2) | 1 | =PRODUCT(C4*E4,F4) | =G4
B |  | Margin | =GetValue("Plumbers margin",3) | % | =SubTotal(G1:G4) | 1 | =PRODUCT(C5*E5,F5) | =G5
I | T27.37.389 | 100mm x 80mm | T27.37_PLU_Pipe DWV | No
B | 123_100_80 | 123 100x80mm DWV Level SCJ Invert | 1 | no | =GetRate("PLU",$A1,2) | 1 | =PRODUCT(C1*E1,F1) | =G1
B |  | Discount | =GetValue("Discount PLU PVC",3) | % | =SubTotal(G1:G1) | 1 | =PRODUCT(C2*E2,F2) | =G2
B |  | Waste and Fixings | =GetValue("Waste 10%",3) | % | =SubTotal(G1:G2) | 1 | =PRODUCT(C3*E3,F3) | =G3
B | Plumber | Plumber | 0.22 | hrs | =GetRate("LAB1",$A4,2) | 1 | =PRODUCT(C4*E4,F4) | =G4
B |  | Margin | =GetValue("Plumbers margin",3) | % | =SubTotal(G1:G4) | 1 | =PRODUCT(C5*E5,F5) | =G5
I | T27.37.393 | 150mm x 100mm | T27.37_PLU_Pipe DWV | No
B | 123_150_100 | 123 150x100mm DWV Level SCJ Invert | 1 | no | =GetRate("PLU",$A1,2) | 1 | =PRODUCT(C1*E1,F1) | =G1
B |  | Discount | =GetValue("Discount PLU PVC",3) | % | =SubTotal(G1:G1) | 1 | =PRODUCT(C2*E2,F2) | =G2
B |  | Waste and Fixings | =GetValue("Waste 10%",3) | % | =SubTotal(G1:G2) | 1 | =PRODUCT(C3*E3,F3) | =G3
B | Plumber | Plumber | 0.25 | hrs | =GetRate("LAB1",$A4,2) | 1 | =PRODUCT(C4*E4,F4) | =G4
B |  | Margin | =GetValue("Plumbers margin",3) | % | =SubTotal(G1:G4) | 1 | =PRODUCT(C5*E5,F5) | =G5
I | T27.37.400 | <b>Acoustic Pipe</b> | T27.37_PLU_Pipe DWV
I | T27.37.401 | Pipe | T27.37_PLU_Pipe DWV
I | T27.37.403 | 110mm dia (Based on a 1m len) | T27.37_PLU_Pipe DWV | m
B | PA.100.110.1.0 | Poliphon PP Acoustic Pipe 110OD x 1.0RJ | 1 | m | =GetRate("PLU",$A1,2) | 1 | =PRODUCT(C1*E1,F1) | =G1
B |  | Discount | =GetValue("Discount PLU PVC",3) | % | =SubTotal(G1:G1) | 1 | =PRODUCT(C2*E2,F2) | =G2
B |  | Waste and Fixings | =GetValue("Waste 10%",3) | % | =SubTotal(G1:G2) | 1 | =PRODUCT(C3*E3,F3) | =G3
B | Plumber | Plumber | 0.4 | hrs | =GetRate("LAB1",$A4,2) | 1 | =PRODUCT(C4*E4,F4) | =G4
B |  | Margin | =GetValue("Plumbers margin",3) | % | =SubTotal(G1:G4) | 1 | =PRODUCT(C5*E5,F5) | =G5
I | T27.37.409 | 110mm dia (Based on a 3m len) | T27.37_PLU_Pipe DWV | m
B | PA.100.110.3.0 | Poliphon PP Acoustic Pipe 110OD x 3.0RJ | 1 | m | =GetRate("PLU",$A1,2) | 0.33333 | =PRODUCT(C1*E1,F1) | =G1
B |  | Discount | =GetValue("Discount PLU PVC",3) | % | =SubTotal(G1:G1) | 1 | =PRODUCT(C2*E2,F2) | =G2
B |  | Waste and Fixings | =GetValue("Waste 10%",3) | % | =SubTotal(G1:G2) | 1 | =PRODUCT(C3*E3,F3) | =G3
B | Plumber | Plumber | 0.4 | hrs | =GetRate("LAB1",$A4,2) | 1 | =PRODUCT(C4*E4,F4) | =G4
B |  | Margin | =GetValue("Plumbers margin",3) | % | =SubTotal(G1:G4) | 1 | =PRODUCT(C5*E5,F5) | =G5
I | T27.37.412 | 75mm dia (Based on a 1m len) | T27.37_PLU_Pipe DWV | m
B | PA.100.75.1.0 | Poliphon PP Acoustic Pipe 75OD x 1.0RJ | 1 | m | =GetRate("PLU",$A1,2) | 1 | =PRODUCT(C1*E1,F1) | =G1
B |  | Discount | =GetValue("Discount PLU PVC",3) | % | =SubTotal(G1:G1) | 1 | =PRODUCT(C2*E2,F2) | =G2
B |  | Waste and Fixings | =GetValue("Waste 10%",3) | % | =SubTotal(G1:G2) | 1 | =PRODUCT(C3*E3,F3) | =G3
B | Plumber | Plumber | 0.38 | hrs | =GetRate("LAB1",$A4,2) | 1 | =PRODUCT(C4*E4,F4) | =G4
B |  | Margin | =GetValue("Plumbers margin",3) | % | =SubTotal(G1:G4) | 1 | =PRODUCT(C5*E5,F5) | =G5
I | T27.37.415 | 75mm dia (Based on a 3m len) | T27.37_PLU_Pipe DWV | m
B | PA.100.75.3.0 | Poliphon PP Acoustic Pipe 75OD x 3.0RJ | 1 | m | =GetRate("PLU",$A1,2) | 0.33333 | =PRODUCT(C1*E1,F1) | =G1
B |  | Discount | =GetValue("Discount PLU PVC",3) | % | =SubTotal(G1:G1) | 1 | =PRODUCT(C2*E2,F2) | =G2
B |  | Waste and Fixings | =GetValue("Waste 10%",3) | % | =SubTotal(G1:G2) | 1 | =PRODUCT(C3*E3,F3) | =G3
B | Plumber | Plumber | 0.38 | hrs | =GetRate("LAB1",$A4,2) | 1 | =PRODUCT(C4*E4,F4) | =G4
B |  | Margin | =GetValue("Plumbers margin",3) | % | =SubTotal(G1:G4) | 1 | =PRODUCT(C5*E5,F5) | =G5
I | T27.37.418 | 50mm dia (Based on a 1m len) | T27.37_PLU_Pipe DWV | m
B | PA.100.50.1.0 | Poliphon PP Acoustic Pipe 50OD x 1.0RJ | 1 | m | =GetRate("PLU",$A1,2) | 1 | =PRODUCT(C1*E1,F1) | =G1
B |  | Discount | =GetValue("Discount PLU PVC",3) | % | =SubTotal(G1:G1) | 1 | =PRODUCT(C2*E2,F2) | =G2
B |  | Waste and Fixings | =GetValue("Waste 10%",3) | % | =SubTotal(G1:G2) | 1 | =PRODUCT(C3*E3,F3) | =G3
B | Plumber | Plumber | 0.3 | hrs | =GetRate("LAB1",$A4,2) | 1 | =PRODUCT(C4*E4,F4) | =G4
B |  | Margin | =GetValue("Plumbers margin",3) | % | =SubTotal(G1:G4) | 1 | =PRODUCT(C5*E5,F5) | =G5
I | T27.37.421 | 50mm dia (Based on a 3m len) | T27.37_PLU_Pipe DWV | m
B | PA.100.50.3.0 | Poliphon PP Acoustic Pipe 50OD x 3.0RJ | 1 | m | =GetRate("PLU",$A1,2) | 0.33333 | =PRODUCT(C1*E1,F1) | =G1
B |  | Discount | =GetValue("Discount PLU PVC",3) | % | =SubTotal(G1:G1) | 1 | =PRODUCT(C2*E2,F2) | =G2
B |  | Waste and Fixings | =GetValue("Waste 10%",3) | % | =SubTotal(G1:G2) | 1 | =PRODUCT(C3*E3,F3) | =G3
B | Plumber | Plumber | 0.3 | hrs | =GetRate("LAB1",$A4,2) | 1 | =PRODUCT(C4*E4,F4) | =G4
B |  | Margin | =GetValue("Plumbers margin",3) | % | =SubTotal(G1:G4) | 1 | =PRODUCT(C5*E5,F5) | =G5
I | T27.37.430 | <b>Pipe Fittings</b> | T27.37_PLU_Pipe DWV
I | T27.37.431 | Bend, plain | T27.37_PLU_Pipe DWV
I | T27.37.433 | 110mm, 15°, 30°, 45° | T27.37_PLU_Pipe DWV | No
B | PA.101.110.15 | Poliphon PP Bend 110/15 Degrees | 1 | m | =GetRate("PLU",$A1,2) | 1 | =PRODUCT(C1*E1,F1) | =G1
B |  | Discount | =GetValue("Discount PLU PVC",3) | % | =SubTotal(G1:G1) | 1 | =PRODUCT(C2*E2,F2) | =G2
B |  | Waste and Fixings | =GetValue("Waste 10%",3) | % | =SubTotal(G1:G2) | 1 | =PRODUCT(C3*E3,F3) | =G3
B | Plumber | Plumber | 0.4 | hrs | =GetRate("LAB1",$A4,2) | 1 | =PRODUCT(C4*E4,F4) | =G4
B |  | Margin | =GetValue("Plumbers margin",3) | % | =SubTotal(G1:G4) | 1 | =PRODUCT(C5*E5,F5) | =G5
I | T27.37.436 | 110mm, 87° | T27.37_PLU_Pipe DWV | No
B | PA.101.110.88 | Poliphon PP Bend 110/87.5 Degrees | 1 | m | =GetRate("PLU",$A1,2) | 1 | =PRODUCT(C1*E1,F1) | =G1
B |  | Discount | =GetValue("Discount PLU PVC",3) | % | =SubTotal(G1:G1) | 1 | =PRODUCT(C2*E2,F2) | =G2
B |  | Waste and Fixings | =GetValue("Waste 10%",3) | % | =SubTotal(G1:G2) | 1 | =PRODUCT(C3*E3,F3) | =G3
B | Plumber | Plumber | 0.42 | hrs | =GetRate("LAB1",$A4,2) | 1 | =PRODUCT(C4*E4,F4) | =G4
B |  | Margin | =GetValue("Plumbers margin",3) | % | =SubTotal(G1:G4) | 1 | =PRODUCT(C5*E5,F5) | =G5
I | T27.37.436A | 75mm, 15°, 30°, 45° | T27.37_PLU_Pipe DWV | No
B | PA.101.75.15 | Poliphon PP Bend 75/15 Degrees | 1 | m | =GetRate("PLU",$A1,2) | 1 | =PRODUCT(C1*E1,F1) | =G1
B |  | Discount | =GetValue("Discount PLU PVC",3) | % | =SubTotal(G1:G1) | 1 | =PRODUCT(C2*E2,F2) | =G2
B |  | Waste and Fixings | =GetValue("Waste 10%",3) | % | =SubTotal(G1:G2) | 1 | =PRODUCT(C3*E3,F3) | =G3
B | Plumber | Plumber | 0.27 | hrs | =GetRate("LAB1",$A4,2) | 1 | =PRODUCT(C4*E4,F4) | =G4
B |  | Margin | =GetValue("Plumbers margin",3) | % | =SubTotal(G1:G4) | 1 | =PRODUCT(C5*E5,F5) | =G5
I | T27.37.436B | 75mm, 87° | T27.37_PLU_Pipe DWV | No
B | PA.101.75.88 | Poliphon PP Bend 75/87.5 Degrees | 1 | m | =GetRate("PLU",$A1,2) | 1 | =PRODUCT(C1*E1,F1) | =G1
B |  | Discount | =GetValue("Discount PLU PVC",3) | % | =SubTotal(G1:G1) | 1 | =PRODUCT(C2*E2,F2) | =G2
B |  | Waste and Fixings | =GetValue("Waste 10%",3) | % | =SubTotal(G1:G2) | 1 | =PRODUCT(C3*E3,F3) | =G3
B | Plumber | Plumber | 0.27 | hrs | =GetRate("LAB1",$A4,2) | 1 | =PRODUCT(C4*E4,F4) | =G4
B |  | Margin | =GetValue("Plumbers margin",3) | % | =SubTotal(G1:G4) | 1 | =PRODUCT(C5*E5,F5) | =G5
I | T27.37.439 | 50mm, 15°, 30°, 45° | T27.37_PLU_Pipe DWV | No
B | PA.101.50.15 | Poliphon PP Bend 50/15 Degrees | 1 | m | =GetRate("PLU",$A1,2) | 1 | =PRODUCT(C1*E1,F1) | =G1
B |  | Discount | =GetValue("Discount PLU PVC",3) | % | =SubTotal(G1:G1) | 1 | =PRODUCT(C2*E2,F2) | =G2
B |  | Waste and Fixings | =GetValue("Waste 10%",3) | % | =SubTotal(G1:G2) | 1 | =PRODUCT(C3*E3,F3) | =G3
B | Plumber | Plumber | 0.22 | hrs | =GetRate("LAB1",$A4,2) | 1 | =PRODUCT(C4*E4,F4) | =G4
B |  | Margin | =GetValue("Plumbers margin",3) | % | =SubTotal(G1:G4) | 1 | =PRODUCT(C5*E5,F5) | =G5
I | T27.37.439A | 50mm, 87° | T27.37_PLU_Pipe DWV | No
B | PA.101.50.88 | Poliphon PP Bend 50/87.5 Degrees | 1 | m | =GetRate("PLU",$A1,2) | 1 | =PRODUCT(C1*E1,F1) | =G1
B |  | Discount | =GetValue("Discount PLU PVC",3) | % | =SubTotal(G1:G1) | 1 | =PRODUCT(C2*E2,F2) | =G2
B |  | Waste and Fixings | =GetValue("Waste 10%",3) | % | =SubTotal(G1:G2) | 1 | =PRODUCT(C3*E3,F3) | =G3
B | Plumber | Plumber | 0.22 | hrs | =GetRate("LAB1",$A4,2) | 1 | =PRODUCT(C4*E4,F4) | =G4
B |  | Margin | =GetValue("Plumbers margin",3) | % | =SubTotal(G1:G4) | 1 | =PRODUCT(C5*E5,F5) | =G5
I | T27.37.440 | Bend, inspection | T27.37_PLU_Pipe DWV
I | T27.37.443 | 110mm inspection pipe | T27.37_PLU_Pipe DWV | No
B | PA.129.110 | Poliphon PP Access Pipe 110 | 1 | m | =GetRate("PLU",$A1,2) | 1 | =PRODUCT(C1*E1,F1) | =G1
B |  | Discount | =GetValue("Discount PLU PVC",3) | % | =SubTotal(G1:G1) | 1 | =PRODUCT(C2*E2,F2) | =G2
B |  | Waste and Fixings | =GetValue("Waste 10%",3) | % | =SubTotal(G1:G2) | 1 | =PRODUCT(C3*E3,F3) | =G3
B | Plumber | Plumber | 0.42 | hrs | =GetRate("LAB1",$A4,2) | 1 | =PRODUCT(C4*E4,F4) | =G4
B |  | Margin | =GetValue("Plumbers margin",3) | % | =SubTotal(G1:G4) | 1 | =PRODUCT(C5*E5,F5) | =G5
I | T27.37.450 | Junction, plain | T27.37_PLU_Pipe DWV
I | T27.37.453 | 110mm x 110mm | T27.37_PLU_Pipe DWV | No
B | PA.104.110.45 | Poliphon PP Junction 110/110 45 Degrees | 1 | m | =GetRate("PLU",$A1,2) | 1 | =PRODUCT(C1*E1,F1) | =G1
B |  | Discount | =GetValue("Discount PLU PVC",3) | % | =SubTotal(G1:G1) | 1 | =PRODUCT(C2*E2,F2) | =G2
B |  | Waste and Fixings | =GetValue("Waste 10%",3) | % | =SubTotal(G1:G2) | 1 | =PRODUCT(C3*E3,F3) | =G3
B | Plumber | Plumber | 0.45 | hrs | =GetRate("LAB1",$A4,2) | 1 | =PRODUCT(C4*E4,F4) | =G4
B |  | Margin | =GetValue("Plumbers margin",3) | % | =SubTotal(G1:G4) | 1 | =PRODUCT(C5*E5,F5) | =G5
I | T27.37.456 | 110mm x 50mm | T27.37_PLU_Pipe DWV | No
B | PA.104.110.50.4 | Poliphon PP Junction 110/50 45 Degrees | 1 | m | =GetRate("PLU",$A1,2) | 1 | =PRODUCT(C1*E1,F1) | =G1
B |  | Discount | =GetValue("Discount PLU PVC",3) | % | =SubTotal(G1:G1) | 1 | =PRODUCT(C2*E2,F2) | =G2
B |  | Waste and Fixings | =GetValue("Waste 10%",3) | % | =SubTotal(G1:G2) | 1 | =PRODUCT(C3*E3,F3) | =G3
B | Plumber | Plumber | 0.45 | hrs | =GetRate("LAB1",$A4,2) | 1 | =PRODUCT(C4*E4,F4) | =G4
B |  | Margin | =GetValue("Plumbers margin",3) | % | =SubTotal(G1:G4) | 1 | =PRODUCT(C5*E5,F5) | =G5
I | T27.37.459 | 75mm x 75mm | T27.37_PLU_Pipe DWV | No
B | PA.104.75.45 | Poliphon PP Junction 75/75 45 Degrees | 1 | m | =GetRate("PLU",$A1,2) | 1 | =PRODUCT(C1*E1,F1) | =G1
B |  | Discount | =GetValue("Discount PLU PVC",3) | % | =SubTotal(G1:G1) | 1 | =PRODUCT(C2*E2,F2) | =G2
B |  | Waste and Fixings | =GetValue("Waste 10%",3) | % | =SubTotal(G1:G2) | 1 | =PRODUCT(C3*E3,F3) | =G3
B | Plumber | Plumber | 0.3 | hrs | =GetRate("LAB1",$A4,2) | 1 | =PRODUCT(C4*E4,F4) | =G4
B |  | Margin | =GetValue("Plumbers margin",3) | % | =SubTotal(G1:G4) | 1 | =PRODUCT(C5*E5,F5) | =G5
I | T27.37.462 | 50mm x 50mm | T27.37_PLU_Pipe DWV | No
B | PA.104.50.45 | Poliphon PP Junction 50/50 45 Degrees | 1 | m | =GetRate("PLU",$A1,2) | 1 | =PRODUCT(C1*E1,F1) | =G1
B |  | Discount | =GetValue("Discount PLU PVC",3) | % | =SubTotal(G1:G1) | 1 | =PRODUCT(C2*E2,F2) | =G2
B |  | Waste and Fixings | =GetValue("Waste 10%",3) | % | =SubTotal(G1:G2) | 1 | =PRODUCT(C3*E3,F3) | =G3
B | Plumber | Plumber | 0.24 | hrs | =GetRate("LAB1",$A4,2) | 1 | =PRODUCT(C4*E4,F4) | =G4
B |  | Margin | =GetValue("Plumbers margin",3) | % | =SubTotal(G1:G4) | 1 | =PRODUCT(C5*E5,F5) | =G5
I | T27.37.480 | Reducer | T27.37_PLU_Pipe DWV
I | T27.37.483 | 110/75 | T27.37_PLU_Pipe DWV | No
B | PA.123.110.75 | Poliphon PP Reducer 110/75 | 1 | No | =GetRate("PLU",$A1,2) | 1 | =PRODUCT(C1*E1,F1) | =G1
B |  | Discount | =GetValue("Discount PLU PVC",3) | % | =SubTotal(G1:G1) | 1 | =PRODUCT(C2*E2,F2) | =G2
B |  | Waste and Fixings | =GetValue("Waste 10%",3) | % | =SubTotal(G1:G2) | 1 | =PRODUCT(C3*E3,F3) | =G3
B | Plumber | Plumber | 0.35 | hrs | =GetRate("LAB1",$A4,2) | 1 | =PRODUCT(C4*E4,F4) | =G4
B |  | Margin | =GetValue("Plumbers margin",3) | % | =SubTotal(G1:G4) | 1 | =PRODUCT(C5*E5,F5) | =G5
I | T27.37.489 | 110/50 | T27.37_PLU_Pipe DWV | No
B | PA.123.110.50 | Poliphon PP Reducer 110/50 | 1 | No | =GetRate("PLU",$A1,2) | 1 | =PRODUCT(C1*E1,F1) | =G1
B |  | Discount | =GetValue("Discount PLU PVC",3) | % | =SubTotal(G1:G1) | 1 | =PRODUCT(C2*E2,F2) | =G2
B |  | Waste and Fixings | =GetValue("Waste 10%",3) | % | =SubTotal(G1:G2) | 1 | =PRODUCT(C3*E3,F3) | =G3
B | Plumber | Plumber | 0.33 | hrs | =GetRate("LAB1",$A4,2) | 1 | =PRODUCT(C4*E4,F4) | =G4
B |  | Margin | =GetValue("Plumbers margin",3) | % | =SubTotal(G1:G4) | 1 | =PRODUCT(C5*E5,F5) | =G5
I | T27.37.492 | 75/50 | T27.37_PLU_Pipe DWV | No
B | PA.123.75.50 | Poliphon PP Reducer 75/50 | 1 | No | =GetRate("PLU",$A1,2) | 1 | =PRODUCT(C1*E1,F1) | =G1
B |  | Discount | =GetValue("Discount PLU PVC",3) | % | =SubTotal(G1:G1) | 1 | =PRODUCT(C2*E2,F2) | =G2
B |  | Waste and Fixings | =GetValue("Waste 10%",3) | % | =SubTotal(G1:G2) | 1 | =PRODUCT(C3*E3,F3) | =G3
B | Plumber | Plumber | 0.27 | hrs | =GetRate("LAB1",$A4,2) | 1 | =PRODUCT(C4*E4,F4) | =G4
B |  | Margin | =GetValue("Plumbers margin",3) | % | =SubTotal(G1:G4) | 1 | =PRODUCT(C5*E5,F5) | =G5
I | T27.37.500 | Transition (PP to PVC) | T27.37_PLU_Pipe DWV
I | T27.37.503 | 75mm - 65mm | T27.37_PLU_Pipe DWV | No
B | PA.75.65.200 | Poliphon PP Adaptor 75- 65mm (PP/PVC) 200mm Long | 1 | no | =GetRate("PLU",$A1,2) | 1 | =PRODUCT(C1*E1,F1) | =G1
B |  | Discount | =GetValue("Discount PLU PVC",3) | % | =SubTotal(G1:G1) | 1 | =PRODUCT(C2*E2,F2) | =G2
B |  | Waste and Fixings | =GetValue("Waste 10%",3) | % | =SubTotal(G1:G2) | 1 | =PRODUCT(C3*E3,F3) | =G3
B | Plumber | Plumber | 0.33 | hrs | =GetRate("LAB1",$A4,2) | 1 | =PRODUCT(C4*E4,F4) | =G4
B |  | Margin | =GetValue("Plumbers margin",3) | % | =SubTotal(G1:G4) | 1 | =PRODUCT(C5*E5,F5) | =G5
I | T27.37.506 | 50mm - 50mm | T27.37_PLU_Pipe DWV | No
B | PA.50.50.200 | Poliphon PP Adaptor 50- 50mm (PP/PVC) 200mm Long | 1 | no | =GetRate("PLU",$A1,2) | 1 | =PRODUCT(C1*E1,F1) | =G1
B |  | Discount | =GetValue("Discount PLU PVC",3) | % | =SubTotal(G1:G1) | 1 | =PRODUCT(C2*E2,F2) | =G2
B |  | Waste and Fixings | =GetValue("Waste 10%",3) | % | =SubTotal(G1:G2) | 1 | =PRODUCT(C3*E3,F3) | =G3
B | Plumber | Plumber | 0.22 | hrs | =GetRate("LAB1",$A4,2) | 1 | =PRODUCT(C4*E4,F4) | =G4
B |  | Margin | =GetValue("Plumbers margin",3) | % | =SubTotal(G1:G4) | 1 | =PRODUCT(C5*E5,F5) | =G5
I | T27.37.509 | 50mm - 45mm | T27.37_PLU_Pipe DWV | No
B | PA.50.40.400 | Poliphon PP Adaptor 50- 40mm (PP/PVC) 400mm Long | 1 | no | =GetRate("PLU",$A1,2) | 1 | =PRODUCT(C1*E1,F1) | =G1
B |  | Discount | =GetValue("Discount PLU PVC",3) | % | =SubTotal(G1:G1) | 1 | =PRODUCT(C2*E2,F2) | =G2
B |  | Waste and Fixings | =GetValue("Waste 10%",3) | % | =SubTotal(G1:G2) | 1 | =PRODUCT(C3*E3,F3) | =G3
B | Plumber | Plumber | 0.2 | hrs | =GetRate("LAB1",$A4,2) | 1 | =PRODUCT(C4*E4,F4) | =G4
B |  | Margin | =GetValue("Plumbers margin",3) | % | =SubTotal(G1:G4) | 1 | =PRODUCT(C5*E5,F5) | =G5
I | T27.37.520 | Stop Coupler | T27.37_PLU_Pipe DWV
I | T27.37.523 | 110mm | T27.37_PLU_Pipe DWV | No
B | PA.121.110 | Poliphon PP Stop Coupler 110 | 1 | no | =GetRate("PLU",$A1,2) | 1 | =PRODUCT(C1*E1,F1) | =G1
B |  | Discount | =GetValue("Discount PLU PVC",3) | % | =SubTotal(G1:G1) | 1 | =PRODUCT(C2*E2,F2) | =G2
B |  | Waste and Fixings | =GetValue("Waste 10%",3) | % | =SubTotal(G1:G2) | 1 | =PRODUCT(C3*E3,F3) | =G3
B | Plumber | Plumber | 0.37 | hrs | =GetRate("LAB1",$A4,2) | 1 | =PRODUCT(C4*E4,F4) | =G4
B |  | Margin | =GetValue("Plumbers margin",3) | % | =SubTotal(G1:G4) | 1 | =PRODUCT(C5*E5,F5) | =G5
I | T27.37.526 | 75mm | T27.37_PLU_Pipe DWV | No
B | PA.121.75 | Poliphon PP Stop Coupler 75 | 1 | no | =GetRate("PLU",$A1,2) | 1 | =PRODUCT(C1*E1,F1) | =G1
B |  | Discount | =GetValue("Discount PLU PVC",3) | % | =SubTotal(G1:G1) | 1 | =PRODUCT(C2*E2,F2) | =G2
B |  | Waste and Fixings | =GetValue("Waste 10%",3) | % | =SubTotal(G1:G2) | 1 | =PRODUCT(C3*E3,F3) | =G3
B | Plumber | Plumber | 0.33 | hrs | =GetRate("LAB1",$A4,2) | 1 | =PRODUCT(C4*E4,F4) | =G4
B |  | Margin | =GetValue("Plumbers margin",3) | % | =SubTotal(G1:G4) | 1 | =PRODUCT(C5*E5,F5) | =G5
I | T27.37.529 | 50mm | T27.37_PLU_Pipe DWV | No
B | PA.121.50 | Poliphon PP Stop Coupler 50 | 1 | no | =GetRate("PLU",$A1,2) | 1 | =PRODUCT(C1*E1,F1) | =G1
B |  | Discount | =GetValue("Discount PLU PVC",3) | % | =SubTotal(G1:G1) | 1 | =PRODUCT(C2*E2,F2) | =G2
B |  | Waste and Fixings | =GetValue("Waste 10%",3) | % | =SubTotal(G1:G2) | 1 | =PRODUCT(C3*E3,F3) | =G3
B | Plumber | Plumber | 0.27 | hrs | =GetRate("LAB1",$A4,2) | 1 | =PRODUCT(C4*E4,F4) | =G4
B |  | Margin | =GetValue("Plumbers margin",3) | % | =SubTotal(G1:G4) | 1 | =PRODUCT(C5*E5,F5) | =G5
I | T27.37.540 | Bracket, Metal with rubber inlay | T27.37_PLU_Pipe DWV
I | T27.37.543 | 110mm | T27.37_PLU_Pipe DWV | No
B | PA.140.110M | Dblue PP Acoustic Bracket 110mm | 1 | no | =GetRate("PLU",$A1,2) | 1 | =PRODUCT(C1*E1,F1) | =G1
B |  | Discount | =GetValue("Discount PLU PVC",3) | % | =SubTotal(G1:G1) | 1 | =PRODUCT(C2*E2,F2) | =G2
B |  | Waste and Fixings | =GetValue("Waste 10%",3) | % | =SubTotal(G1:G2) | 1 | =PRODUCT(C3*E3,F3) | =G3
B | Plumber | Plumber | 0.28 | hrs | =GetRate("LAB1",$A4,2) | 1 | =PRODUCT(C4*E4,F4) | =G4
B |  | Margin | =GetValue("Plumbers margin",3) | % | =SubTotal(G1:G4) | 1 | =PRODUCT(C5*E5,F5) | =G5
I | T27.37.549 | 75mm | T27.37_PLU_Pipe DWV | No
B | PA.140.75M | Dblue PP Acoustic Bracket 75mm | 1 | no | =GetRate("PLU",$A1,2) | 1 | =PRODUCT(C1*E1,F1) | =G1
B |  | Discount | =GetValue("Discount PLU PVC",3) | % | =SubTotal(G1:G1) | 1 | =PRODUCT(C2*E2,F2) | =G2
B |  | Waste and Fixings | =GetValue("Waste 10%",3) | % | =SubTotal(G1:G2) | 1 | =PRODUCT(C3*E3,F3) | =G3
B | Plumber | Plumber | 0.23 | hrs | =GetRate("LAB1",$A4,2) | 1 | =PRODUCT(C4*E4,F4) | =G4
B |  | Margin | =GetValue("Plumbers margin",3) | % | =SubTotal(G1:G4) | 1 | =PRODUCT(C5*E5,F5) | =G5
I | T27.37.552 | 50mm | T27.37_PLU_Pipe DWV | No
B | PA.140.50M | Dblue PP Acoustic Bracket 50mm | 1 | no | =GetRate("PLU",$A1,2) | 1 | =PRODUCT(C1*E1,F1) | =G1
B |  | Discount | =GetValue("Discount PLU PVC",3) | % | =SubTotal(G1:G1) | 1 | =PRODUCT(C2*E2,F2) | =G2
B |  | Waste and Fixings | =GetValue("Waste 10%",3) | % | =SubTotal(G1:G2) | 1 | =PRODUCT(C3*E3,F3) | =G3
B | Plumber | Plumber | 0.17 | hrs | =GetRate("LAB1",$A4,2) | 1 | =PRODUCT(C4*E4,F4) | =G4
B |  | Margin | =GetValue("Plumbers margin",3) | % | =SubTotal(G1:G4) | 1 | =PRODUCT(C5*E5,F5) | =G5
I | T27.37.460 | Floor waste gully | T27.37_PLU_Pipe DWV
I | T27.37.463 | Waste gully | T27.37_PLU_Pipe DWV | No
B | PA.159.110.75 | Poliphon PP Adjustable Floor Waste Gully | 1 | no | =GetRate("PLU",$A1,2) | 1 | =PRODUCT(C1*E1,F1) | =G1
B |  | Discount | =GetValue("Discount PLU PVC",3) | % | =SubTotal(G1:G1) | 1 | =PRODUCT(C2*E2,F2) | =G2
B |  | Waste and Fixings | =GetValue("Waste 10%",3) | % | =SubTotal(G1:G2) | 1 | =PRODUCT(C3*E3,F3) | =G3
B | Plumber | Plumber | 0.65 | hrs | =GetRate("LAB1",$A4,2) | 1 | =PRODUCT(C4*E4,F4) | =G4
B |  | Margin | =GetValue("Plumbers margin",3) | % | =SubTotal(G1:G4) | 1 | =PRODUCT(C5*E5,F5) | =G5
I | T27.38.001 | Pipework: Water Supply | T27.38_PLU_Pipe WaterSupply
I | T27.38.005 | Rates for pipework of less than 25mm dia include bends, elbows, tees and the like. | T27.38_PLU_Pipe WaterSupply
I | T27.38.009 | Rates for pipework of 25mm dia and over exclude all fittings. | T27.38_PLU_Pipe WaterSupply
I | T27.38.013 | <b>Copper Pipe:</b> rates based on average trade supply rates | T27.38_PLU_Pipe WaterSupply
I | T27.38.017 | 15mm dia, allows 3 fittings per 5m | T27.38_PLU_Pipe WaterSupply | m
B | MCDCT15 | 15mm 5m H/H Copper Tube | 1 | lg | =GetRate("PLU",$A1,2) | 0.2 | =PRODUCT(C1*E1,F1) | =G1
B |  | Discount | =GetValue("Discount PLU Copper",3) | % | =SubTotal(G1:G1) | 1 | =PRODUCT(C2*E2,F2) | =G2
B |  | Waste and Fixings | =GetValue("Waste 15%",3) | % | =SubTotal(G1:G2) | 1 | =PRODUCT(C3*E3,F3) | =G3
B | CB15X135 | 15mm X 135' Copper Bend | 0.4 | No | =GetRate("PLU",$A4,2) | 1 | =PRODUCT(C4*E4,F4) | =G4
B |  | Discount | =GetValue("Discount PLU Copper",3) | % | =SubTotal(G4:G4) | 1 | =PRODUCT(C5*E5,F5) | =G5
B |  | Waste and Fixings | =GetValue("Waste 15%",3) | % | =SubTotal(G4:G5) | 1 | =PRODUCT(C6*E6,F6) | =G6
B | CTEE15 | 15mm Copper Tee | 0.2 | No | =GetRate("PLU",$A7,2) | 1 | =PRODUCT(C7*E7,F7) | =G7
B |  | Discount | =GetValue("Discount PLU Copper",3) | % | =SubTotal(G7:G7) | 1 | =PRODUCT(C8*E8,F8) | =G8
B |  | Waste and Fixings | =GetValue("Waste 15%",3) | % | =SubTotal(G7:G8) | 1 | =PRODUCT(C9*E9,F9) | =G9
B | Plumber | Plumber | 0.25 | hrs | =GetRate("LAB1",$A10,2) | 1 | =PRODUCT(C10*E10,F10) | =G10
B |  | Margin | =GetValue("Plumbers margin",3) | % | =SubTotal(G1:G10) | 1 | =PRODUCT(C11*E11,F11) | =G11
B |  | Bend, 2 per 5m = 0.40 bends per m
B |  | Tee, 1 per 5m = 0.20 tees per m
I | T27.38.021 | 20mm dia, allows 3 fittings per 5m | T27.38_PLU_Pipe WaterSupply | m
B | MCDCT20 | 20mm 5m H/H Copper Tube | 1 | lg | =GetRate("PLU",$A1,2) | 0.2 | =PRODUCT(C1*E1,F1) | =G1
B |  | Discount | =GetValue("Discount PLU Copper",3) | % | =SubTotal(G1:G1) | 1 | =PRODUCT(C2*E2,F2) | =G2
B |  | Waste and Fixings | =GetValue("Waste 15%",3) | % | =SubTotal(G1:G2) | 1 | =PRODUCT(C3*E3,F3) | =G3
B | CB20X135 | 20mm X 135' Copper Bend | 0.4 | No | =GetRate("PLU",$A4,2) | 1 | =PRODUCT(C4*E4,F4) | =G4
B |  | Discount | =GetValue("Discount PLU Copper",3) | % | =SubTotal(G4:G4) | 1 | =PRODUCT(C5*E5,F5) | =G5
B |  | Waste and Fixings | =GetValue("Waste 15%",3) | % | =SubTotal(G4:G5) | 1 | =PRODUCT(C6*E6,F6) | =G6
B | CTEE20 | 20mm Copper Tee | 0.2 | No | =GetRate("PLU",$A7,2) | 1 | =PRODUCT(C7*E7,F7) | =G7
B |  | Discount | =GetValue("Discount PLU Copper",3) | % | =SubTotal(G7:G7) | 1 | =PRODUCT(C8*E8,F8) | =G8
B |  | Waste and Fixings | =GetValue("Waste 15%",3) | % | =SubTotal(G7:G8) | 1 | =PRODUCT(C9*E9,F9) | =G9
B | Plumber | Plumber | 0.3 | hrs | =GetRate("LAB1",$A10,2) | 1 | =PRODUCT(C10*E10,F10) | =G10
B |  | Margin | =GetValue("Plumbers margin",3) | % | =SubTotal(G1:G10) | 1 | =PRODUCT(C11*E11,F11) | =G11
B |  | Bend, 2 per 5m = 0.40 bends per m
B |  | Tee, 1 per 5m = 0.20 tees per m
I | T27.38.025 | 25mm dia | T27.38_PLU_Pipe WaterSupply | m
B | MCDCT25 | 25mm 5m H/H Copper Tube | 1 | lg | =GetRate("PLU",$A1,2) | 0.2 | =PRODUCT(C1*E1,F1) | =G1
B |  | Discount | =GetValue("Discount PLU Copper",3) | % | =SubTotal(G1:G1) | 1 | =PRODUCT(C2*E2,F2) | =G2
B |  | Waste and Fixings | =GetValue("Waste 15%",3) | % | =SubTotal(G1:G2) | 1 | =PRODUCT(C3*E3,F3) | =G3
B | Plumber | Plumber | 0.26 | hrs | =GetRate("LAB1",$A4,2) | 1 | =PRODUCT(C4*E4,F4) | =G4
B |  | Margin | =GetValue("Plumbers margin",3) | % | =SubTotal(G1:G4) | 1 | =PRODUCT(C5*E5,F5) | =G5
I | T27.38.029 | 32mm dia | T27.38_PLU_Pipe WaterSupply | m
B | MCDCT32 | 32mm 5m H/H Copper Tube | 1 | lg | =GetRate("PLU",$A1,2) | 0.2 | =PRODUCT(C1*E1,F1) | =G1
B |  | Discount | =GetValue("Discount PLU Copper",3) | % | =SubTotal(G1:G1) | 1 | =PRODUCT(C2*E2,F2) | =G2
B |  | Waste and Fixings | =GetValue("Waste 15%",3) | % | =SubTotal(G1:G2) | 1 | =PRODUCT(C3*E3,F3) | =G3
B | Plumber | Plumber | 0.3 | hrs | =GetRate("LAB1",$A4,2) | 1 | =PRODUCT(C4*E4,F4) | =G4
B |  | Margin | =GetValue("Plumbers margin",3) | % | =SubTotal(G1:G4) | 1 | =PRODUCT(C5*E5,F5) | =G5
I | T27.38.033 | 40mm dia | T27.38_PLU_Pipe WaterSupply | m
B | MCDCT40 | 40mm 5m H/H Copper Tube | 1 | lg | =GetRate("PLU",$A1,2) | 0.2 | =PRODUCT(C1*E1,F1) | =G1
B |  | Discount | =GetValue("Discount PLU Copper",3) | % | =SubTotal(G1:G1) | 1 | =PRODUCT(C2*E2,F2) | =G2
B |  | Waste and Fixings | =GetValue("Waste 15%",3) | % | =SubTotal(G1:G2) | 1 | =PRODUCT(C3*E3,F3) | =G3
B | Plumber | Plumber | 0.35 | hrs | =GetRate("LAB1",$A4,2) | 1 | =PRODUCT(C4*E4,F4) | =G4
B |  | Margin | =GetValue("Plumbers margin",3) | % | =SubTotal(G1:G4) | 1 | =PRODUCT(C5*E5,F5) | =G5
I | T27.38.037 | 50mm dia | T27.38_PLU_Pipe WaterSupply | m
B | MCDCT50 | 50mm 5m H/H Copper Tube | 1 | lg | =GetRate("PLU",$A1,2) | 0.2 | =PRODUCT(C1*E1,F1) | =G1
B |  | Discount | =GetValue("Discount PLU Copper",3) | % | =SubTotal(G1:G1) | 1 | =PRODUCT(C2*E2,F2) | =G2
B |  | Waste and Fixings | =GetValue("Waste 15%",3) | % | =SubTotal(G1:G2) | 1 | =PRODUCT(C3*E3,F3) | =G3
B | Plumber | Plumber | 0.4 | hrs | =GetRate("LAB1",$A4,2) | 1 | =PRODUCT(C4*E4,F4) | =G4
B |  | Margin | =GetValue("Plumbers margin",3) | % | =SubTotal(G1:G4) | 1 | =PRODUCT(C5*E5,F5) | =G5
I | T27.38.041 | 65mm dia | T27.38_PLU_Pipe WaterSupply | m
B | MCDCT65 | 65mm 5m H/D Copper Tube | 1 | ea | =GetRate("PLU",$A1,2) | 0.2 | =PRODUCT(C1*E1,F1) | =G1
B |  | Discount | =GetValue("Discount PLU Copper",3) | % | =SubTotal(G1:G1) | 1 | =PRODUCT(C2*E2,F2) | =G2
B |  | Waste and Fixings | =GetValue("Waste 15%",3) | % | =SubTotal(G1:G2) | 1 | =PRODUCT(C3*E3,F3) | =G3
B | Plumber | Plumber | 0.47 | hrs | =GetRate("LAB1",$A4,2) | 1 | =PRODUCT(C4*E4,F4) | =G4
B |  | Margin | =GetValue("Plumbers margin",3) | % | =SubTotal(G1:G4) | 1 | =PRODUCT(C5*E5,F5) | =G5
I | T27.38.045 | 80mm dia | T27.38_PLU_Pipe WaterSupply | m
B | MCDCT80 | 80mm 5m H/D Copper Tube | 1 | ea | =GetRate("PLU",$A1,2) | 0.2 | =PRODUCT(C1*E1,F1) | =G1
B |  | Discount | =GetValue("Discount PLU Copper",3) | % | =SubTotal(G1:G1) | 1 | =PRODUCT(C2*E2,F2) | =G2
B |  | Waste and Fixings | =GetValue("Waste 15%",3) | % | =SubTotal(G1:G2) | 1 | =PRODUCT(C3*E3,F3) | =G3
B | Plumber | Plumber | 0.55 | hrs | =GetRate("LAB1",$A4,2) | 1 | =PRODUCT(C4*E4,F4) | =G4
B |  | Margin | =GetValue("Plumbers margin",3) | % | =SubTotal(G1:G4) | 1 | =PRODUCT(C5*E5,F5) | =G5
I | T27.38.049 | 100mm dia | T27.38_PLU_Pipe WaterSupply | m
B | MCDCT100 | 100mm 5m H/D Copper Tube | 1 | lg | =GetRate("PLU",$A1,2) | 0.2 | =PRODUCT(C1*E1,F1) | =G1
B |  | Discount | =GetValue("Discount PLU Copper",3) | % | =SubTotal(G1:G1) | 1 | =PRODUCT(C2*E2,F2) | =G2
B |  | Waste and Fixings | =GetValue("Waste 15%",3) | % | =SubTotal(G1:G2) | 1 | =PRODUCT(C3*E3,F3) | =G3
B | Plumber | Plumber | 0.65 | hrs | =GetRate("LAB1",$A4,2) | 1 | =PRODUCT(C4*E4,F4) | =G4
B |  | Margin | =GetValue("Plumbers margin",3) | % | =SubTotal(G1:G4) | 1 | =PRODUCT(C5*E5,F5) | =G5
I | T27.38.053 | Bend, plain | T27.38_PLU_Pipe WaterSupply
I | T27.38.057 | 25mm | T27.38_PLU_Pipe WaterSupply | No
B | CB25X135 | 25mm X 135' Copper Bend | 1 | no | =GetRate("PLU",$A1,2) | 1 | =PRODUCT(C1*E1,F1) | =G1
B |  | Discount | =GetValue("Discount PLU Copper",3) | % | =SubTotal(G1:G1) | 1 | =PRODUCT(C2*E2,F2) | =G2
B |  | Waste and Fixings | =GetValue("Waste 15%",3) | % | =SubTotal(G1:G2) | 1 | =PRODUCT(C3*E3,F3) | =G3
B | Plumber | Plumber | 0.12 | hrs | =GetRate("LAB1",$A4,2) | 1 | =PRODUCT(C4*E4,F4) | =G4
B |  | Margin | =GetValue("Plumbers margin",3) | % | =SubTotal(G1:G4) | 1 | =PRODUCT(C5*E5,F5) | =G5
I | T27.38.061 | Branch bend, plain | T27.38_PLU_Pipe WaterSupply
I | T27.38.065 | 25mm | T27.38_PLU_Pipe WaterSupply | No
B | CBB25 | 25mm Copper Branch Bend | 1 | no | =GetRate("PLU",$A1,2) | 1 | =PRODUCT(C1*E1,F1) | =G1
B |  | Discount | =GetValue("Discount PLU Copper",3) | % | =SubTotal(G1:G1) | 1 | =PRODUCT(C2*E2,F2) | =G2
B |  | Waste and Fixings | =GetValue("Waste 15%",3) | % | =SubTotal(G1:G2) | 1 | =PRODUCT(C3*E3,F3) | =G3
B | Plumber | Plumber | 0.12 | hrs | =GetRate("LAB1",$A4,2) | 1 | =PRODUCT(C4*E4,F4) | =G4
B |  | Margin | =GetValue("Plumbers margin",3) | % | =SubTotal(G1:G4) | 1 | =PRODUCT(C5*E5,F5) | =G5
I | T27.38.069 | Junction | T27.38_PLU_Pipe WaterSupply
I | T27.38.073 | 25mm | T27.38_PLU_Pipe WaterSupply | No
B | CJ25 | 25x25mm Copper Junction | 1 | no | =GetRate("PLU",$A1,2) | 1 | =PRODUCT(C1*E1,F1) | =G1
B |  | Discount | =GetValue("Discount PLU Copper",3) | % | =SubTotal(G1:G1) | 1 | =PRODUCT(C2*E2,F2) | =G2
B |  | Waste and Fixings | =GetValue("Waste 15%",3) | % | =SubTotal(G1:G2) | 1 | =PRODUCT(C3*E3,F3) | =G3
B | Plumber | Plumber | 0.2 | hrs | =GetRate("LAB1",$A4,2) | 1 | =PRODUCT(C4*E4,F4) | =G4
B |  | Margin | =GetValue("Plumbers margin",3) | % | =SubTotal(G1:G4) | 1 | =PRODUCT(C5*E5,F5) | =G5
I | T27.38.077 | Reducer | T27.38_PLU_Pipe WaterSupply
I | T27.38.081 | 25mm to 20mm | T27.38_PLU_Pipe WaterSupply | No
B | CR25X20 | 25x20mm Copper Reducer | 1 | no | =GetRate("PLU",$A1,2) | 1 | =PRODUCT(C1*E1,F1) | =G1
B |  | Discount | =GetValue("Discount PLU Copper",3) | % | =SubTotal(G1:G1) | 1 | =PRODUCT(C2*E2,F2) | =G2
B |  | Waste and Fixings | =GetValue("Waste 15%",3) | % | =SubTotal(G1:G2) | 1 | =PRODUCT(C3*E3,F3) | =G3
B | Plumber | Plumber | 0.12 | hrs | =GetRate("LAB1",$A4,2) | 1 | =PRODUCT(C4*E4,F4) | =G4
B |  | Margin | =GetValue("Plumbers margin",3) | % | =SubTotal(G1:G4) | 1 | =PRODUCT(C5*E5,F5) | =G5
I | T27.38.085 | 25mm to 15mm | T27.38_PLU_Pipe WaterSupply | No
B | CR25X15 | 25x15mm Copper Reducer | 1 | no | =GetRate("PLU",$A1,2) | 1 | =PRODUCT(C1*E1,F1) | =G1
B |  | Discount | =GetValue("Discount PLU Copper",3) | % | =SubTotal(G1:G1) | 1 | =PRODUCT(C2*E2,F2) | =G2
B |  | Waste and Fixings | =GetValue("Waste 15%",3) | % | =SubTotal(G1:G2) | 1 | =PRODUCT(C3*E3,F3) | =G3
B | Plumber | Plumber | 0.12 | hrs | =GetRate("LAB1",$A4,2) | 1 | =PRODUCT(C4*E4,F4) | =G4
B |  | Margin | =GetValue("Plumbers margin",3) | % | =SubTotal(G1:G4) | 1 | =PRODUCT(C5*E5,F5) | =G5
I | T27.38.089 | Fittings to copper pipe, larger sizes, | T27.38_PLU_Pipe WaterSupply
I | T27.38.093 | <b>Copper Pipe,</b> chrome plated | T27.38_PLU_Pipe WaterSupply
I | T27.38.097 | 15mm dia, including fittings, 3 per 5m | T27.38_PLU_Pipe WaterSupply | m
B | CT15CP | 15mm 2.5m Soft Chrome Cu Tube | 1 | lg | =GetRate("PLU",$A1,2) | 0.4 | =PRODUCT(C1*E1,F1) | =G1
B |  | Discount | =GetValue("Discount PLU Copper",3) | % | =SubTotal(G1:G1) | 1 | =PRODUCT(C2*E2,F2) | =G2
B |  | Waste and Fixings | =GetValue("Waste 15%",3) | % | =SubTotal(G1:G2) | 1 | =PRODUCT(C3*E3,F3) | =G3
B | E15CP | 15mm Crox Elbow Chrome | 0.4 | No | =GetRate("PLU",$A4,2) | 1 | =PRODUCT(C4*E4,F4) | =G4
B |  | Discount | =GetValue("Discount PLU Copper",3) | % | =SubTotal(G4:G4) | 1 | =PRODUCT(C5*E5,F5) | =G5
B |  | Waste and Fixings | =GetValue("Waste 15%",3) | % | =SubTotal(G4:G5) | 1 | =PRODUCT(C6*E6,F6) | =G6
B | T15CP | 15mm Crox Tee Chrome | 0.2 | No | =GetRate("PLU",$A7,2) | 1 | =PRODUCT(C7*E7,F7) | =G7
B |  | Discount | =GetValue("Discount PLU Copper",3) | % | =SubTotal(G7:G7) | 1 | =PRODUCT(C8*E8,F8) | =G8
B |  | Waste and Fixings | =GetValue("Waste 15%",3) | % | =SubTotal(G7:G8) | 1 | =PRODUCT(C9*E9,F9) | =G9
B | Plumber | Plumber | 0.3 | hrs | =GetRate("LAB1",$A10,2) | 1 | =PRODUCT(C10*E10,F10) | =G10
B |  | Margin | =GetValue("Plumbers margin",3) | % | =SubTotal(G1:G10) | 1 | =PRODUCT(C11*E11,F11) | =G11
B |  | Bend, 2 per 5m = 0.40 bends per m
B |  | Tee, 1 per 5m = 0.20 tees per m
I | T27.38.101 | 20mm dia, including fittings, 3 per 5m | T27.38_PLU_Pipe WaterSupply | m
B | CT15CP | 15mm 2.5m Soft Chrome Cu Tube | 1 | m | =GetRate("PLU",$A1,2) | 0.4 | =PRODUCT(C1*E1,F1) | =G1
B |  | Discount | =GetValue("Discount PLU Copper",3) | % | =SubTotal(G1:G1) | 1 | =PRODUCT(C2*E2,F2) | =G2
B |  | Waste and Fixings | =GetValue("Waste 15%",3) | % | =SubTotal(G1:G2) | 1 | =PRODUCT(C3*E3,F3) | =G3
B | E20CP | 20mm Crox Elbow Chrome | 0.4 | No | =GetRate("PLU",$A4,2) | 1 | =PRODUCT(C4*E4,F4) | =G4
B |  | Discount | =GetValue("Discount PLU Copper",3) | % | =SubTotal(G4:G4) | 1 | =PRODUCT(C5*E5,F5) | =G5
B |  | Waste and Fixings | =GetValue("Waste 15%",3) | % | =SubTotal(G4:G5) | 1 | =PRODUCT(C6*E6,F6) | =G6
B | T20CP | 20mm Crox Tee Chrome | 0.2 | No | =GetRate("PLU",$A7,2) | 1 | =PRODUCT(C7*E7,F7) | =G7
B |  | Discount | =GetValue("Discount PLU Copper",3) | % | =SubTotal(G7:G7) | 1 | =PRODUCT(C8*E8,F8) | =G8
B |  | Waste and Fixings | =GetValue("Waste 15%",3) | % | =SubTotal(G7:G8) | 1 | =PRODUCT(C9*E9,F9) | =G9
B | Plumber | Plumber | 0.36 | hrs | =GetRate("LAB1",$A10,2) | 1 | =PRODUCT(C10*E10,F10) | =G10
B |  | Margin | =GetValue("Plumbers margin",3) | % | =SubTotal(G1:G10) | 1 | =PRODUCT(C11*E11,F11) | =G11
B |  | Bend, 2 per 5m = 0.40 bends per m
B |  | Tee, 1 per 5m = 0.20 tees per m
I | T27.38.105 | <b>Copper Pipe,</b> pre-insulated | T27.38_PLU_Pipe WaterSupply
I | T27.38.109 | 15mm dia, including fittings, 3 per 5m | T27.38_PLU_Pipe WaterSupply | m
B | CT15LAG | 15mm 5m Lagged Copper Tube | 1 | lg | =GetRate("PLU",$A1,2) | 0.2 | =PRODUCT(C1*E1,F1) | =G1
B |  | Discount | =GetValue("Discount PLU Copper",3) | % | =SubTotal(G1:G1) | 1 | =PRODUCT(C2*E2,F2) | =G2
B |  | Waste and Fixings | =GetValue("Waste 15%",3) | % | =SubTotal(G1:G2) | 1 | =PRODUCT(C3*E3,F3) | =G3
B | CB15X135 | 15mm X 135' Copper Bend | 0.4 | No | =GetRate("PLU",$A4,2) | 1 | =PRODUCT(C4*E4,F4) | =G4
B |  | Discount | =GetValue("Discount PLU Copper",3) | % | =SubTotal(G4:G4) | 1 | =PRODUCT(C5*E5,F5) | =G5
B |  | Waste and Fixings | =GetValue("Waste 15%",3) | % | =SubTotal(G4:G5) | 1 | =PRODUCT(C6*E6,F6) | =G6
B | CTEE15 | 15mm Copper Tee | 0.2 | No | =GetRate("PLU",$A7,2) | 1 | =PRODUCT(C7*E7,F7) | =G7
B |  | Discount | =GetValue("Discount PLU Copper",3) | % | =SubTotal(G7:G7) | 1 | =PRODUCT(C8*E8,F8) | =G8
B |  | Waste and Fixings | =GetValue("Waste 15%",3) | % | =SubTotal(G7:G8) | 1 | =PRODUCT(C9*E9,F9) | =G9
B | Plumber | Plumber | 0.25 | hrs | =GetRate("LAB1",$A10,2) | 1 | =PRODUCT(C10*E10,F10) | =G10
B |  | Margin | =GetValue("Plumbers margin",3) | % | =SubTotal(G1:G10) | 1 | =PRODUCT(C11*E11,F11) | =G11
B |  | Bend, 2 per 5m = 0.40 bends per m
B |  | Tee, 1 per 5m = 0.20 tees per m
I | T27.38.113 | 20mm dia, including fittings, 3 per 5m | T27.38_PLU_Pipe WaterSupply | m
B | CT20LAG | 20mm 5m Lagged Copper Tube | 1 | lg | =GetRate("PLU",$A1,2) | 0.2 | =PRODUCT(C1*E1,F1) | =G1
B |  | Discount | =GetValue("Discount PLU Copper",3) | % | =SubTotal(G1:G1) | 1 | =PRODUCT(C2*E2,F2) | =G2
B |  | Waste and Fixings | =GetValue("Waste 15%",3) | % | =SubTotal(G1:G2) | 1 | =PRODUCT(C3*E3,F3) | =G3
B | CB20X135 | 20mm X 135' Copper Bend | 0.4 | No | =GetRate("PLU",$A4,2) | 1 | =PRODUCT(C4*E4,F4) | =G4
B |  | Discount | =GetValue("Discount PLU Copper",3) | % | =SubTotal(G4:G4) | 1 | =PRODUCT(C5*E5,F5) | =G5
B |  | Waste and Fixings | =GetValue("Waste 15%",3) | % | =SubTotal(G4:G5) | 1 | =PRODUCT(C6*E6,F6) | =G6
B | CTEE20 | 20mm Copper Tee | 0.2 | No | =GetRate("PLU",$A7,2) | 1 | =PRODUCT(C7*E7,F7) | =G7
B |  | Discount | =GetValue("Discount PLU Copper",3) | % | =SubTotal(G7:G7) | 1 | =PRODUCT(C8*E8,F8) | =G8
B |  | Waste and Fixings | =GetValue("Waste 15%",3) | % | =SubTotal(G7:G8) | 1 | =PRODUCT(C9*E9,F9) | =G9
B | Plumber | Plumber | 0.3 | hrs | =GetRate("LAB1",$A10,2) | 1 | =PRODUCT(C10*E10,F10) | =G10
B |  | Margin | =GetValue("Plumbers margin",3) | % | =SubTotal(G1:G10) | 1 | =PRODUCT(C11*E11,F11) | =G11
B |  | Bend, 2 per 5m = 0.40 bends per m
B |  | Tee, 1 per 5m = 0.20 tees per m
I | T27.38.117 | <b>PVC Pipe:</b> rates based on retail less 15% | T27.38_PLU_Pipe WaterSupply
I | T27.38.121 | Note that discounts can be <i>much greater</i> | T27.38_PLU_Pipe WaterSupply
I | T27.38.125 | 15mm dia, allows 3 fittings per 5m | T27.38_PLU_Pipe WaterSupply | m
B | 800_15PN15_6 | 800 15mm 6m SOE Class E Pipe | 1 | lg | =GetRate("PLU",$A1,2) | 0.16667 | =PRODUCT(C1*E1,F1) | =G1
B |  | Discount | =GetValue("Discount PLU PVC",3) | % | =SubTotal(G1:G1) | 1 | =PRODUCT(C2*E2,F2) | =G2
B |  | Waste and Fixings | =GetValue("Waste 7.5%",3) | % | =SubTotal(G1:G2) | 1 | =PRODUCT(C3*E3,F3) | =G3
B | 801_15_90 | 801 15mm 90' PVC Plain Elbow | 0.4 | No | =GetRate("PLU",$A4,2) | 1 | =PRODUCT(C4*E4,F4) | =G4
B |  | Discount | =GetValue("Discount PLU PVC",3) | % | =SubTotal(G4:G4) | 1 | =PRODUCT(C5*E5,F5) | =G5
B |  | Waste and Fixings | =GetValue("Waste 7.5%",3) | % | =SubTotal(G4:G5) | 1 | =PRODUCT(C6*E6,F6) | =G6
B | 810_15 | 810 15mm PVC Plain Socket | 0.2 | No | =GetRate("PLU",$A7,2) | 1 | =PRODUCT(C7*E7,F7) | =G7
B |  | Discount | =GetValue("Discount PLU PVC",3) | % | =SubTotal(G7:G7) | 1 | =PRODUCT(C8*E8,F8) | =G8
B |  | Waste and Fixings | =GetValue("Waste 7.5%",3) | % | =SubTotal(G7:G8) | 1 | =PRODUCT(C9*E9,F9) | =G9
B | 840_15 | 840 15mm PVC Pipe Clip | 1.6667 | No | =GetRate("PLU",$A10,2) | 1 | =PRODUCT(C10*E10,F10) | =G10
B |  | Discount | =GetValue("Discount PLU PVC",3) | % | =SubTotal(G10:G10) | 1 | =PRODUCT(C11*E11,F11) | =G11
B |  | Waste and Fixings | =GetValue("Waste 7.5%",3) | % | =SubTotal(G10:G11) | 1 | =PRODUCT(C12*E12,F12) | =G12
B | Plumber | Plumber | 0.16 | hrs | =GetRate("LAB1",$A13,2) | 1 | =PRODUCT(C13*E13,F13) | =G13
B |  | Margin | =GetValue("Plumbers margin",3) | % | =SubTotal(G1:G13) | 1 | =PRODUCT(C14*E14,F14) | =G14
B |  | Plain elbow at 2 per 5 = 2/5 0r 0.40/m
B |  | Coupler, 1 per 5m = 0.20 tees per m
B |  | Pipe clip at 600 cc, =1/0.6
I | T27.38.129 | 20mm dia, allows 3 fittings per 5m | T27.38_PLU_Pipe WaterSupply | m
B | 800_20PN15_6 | 800 20mm 6m SOE Class E Pipe | 1 | m | =GetRate("PLU",$A1,2) | 0.16667 | =PRODUCT(C1*E1,F1) | =G1
B |  | Discount | =GetValue("Discount PLU PVC",3) | % | =SubTotal(G1:G1) | 1 | =PRODUCT(C2*E2,F2) | =G2
B |  | Waste and Fixings | =GetValue("Waste 7.5%",3) | % | =SubTotal(G1:G2) | 1 | =PRODUCT(C3*E3,F3) | =G3
B | 801_20_90 | 801 20mm 90' PVC Plain Elbow | 0.4 | No | =GetRate("PLU",$A4,2) | 1 | =PRODUCT(C4*E4,F4) | =G4
B |  | Discount | =GetValue("Discount PLU PVC",3) | % | =SubTotal(G4:G4) | 1 | =PRODUCT(C5*E5,F5) | =G5
B |  | Waste and Fixings | =GetValue("Waste 7.5%",3) | % | =SubTotal(G4:G5) | 1 | =PRODUCT(C6*E6,F6) | =G6
B | 810_20 | 810 20mm PVC Plain Socket | 0.2 | No | =GetRate("PLU",$A7,2) | 1 | =PRODUCT(C7*E7,F7) | =G7
B |  | Discount | =GetValue("Discount PLU PVC",3) | % | =SubTotal(G7:G7) | 1 | =PRODUCT(C8*E8,F8) | =G8
B |  | Waste and Fixings | =GetValue("Waste 7.5%",3) | % | =SubTotal(G7:G8) | 1 | =PRODUCT(C9*E9,F9) | =G9
B | 840_20 | 840 20mm PVC Pipe Clip | 1.6667 | No | =GetRate("PLU",$A10,2) | 1 | =PRODUCT(C10*E10,F10) | =G10
B |  | Discount | =GetValue("Discount PLU PVC",3) | % | =SubTotal(G10:G10) | 1 | =PRODUCT(C11*E11,F11) | =G11
B |  | Waste and Fixings | =GetValue("Waste 7.5%",3) | % | =SubTotal(G10:G11) | 1 | =PRODUCT(C12*E12,F12) | =G12
B | Plumber | Plumber | 0.18 | hrs | =GetRate("LAB1",$A13,2) | 1 | =PRODUCT(C13*E13,F13) | =G13
B |  | Margin | =GetValue("Plumbers margin",3) | % | =SubTotal(G1:G13) | 1 | =PRODUCT(C14*E14,F14) | =G14
B |  | Plain elbow at 2 per 5 = 2/5 0r 0.40/m
B |  | Coupler, 1 per 5m = 0.20 tees per m
B |  | Pipe clip at 600 cc, =1/0.6
I | T27.38.133 | 25mm dia | T27.38_PLU_Pipe WaterSupply | m
B | 800_25PN15_6 | 800 25mm 6m SOE Class E Pipe | 1 | lg | =GetRate("PLU",$A1,2) | 0.16667 | =PRODUCT(C1*E1,F1) | =G1
B |  | Discount | =GetValue("Discount PLU PVC",3) | % | =SubTotal(G1:G1) | 1 | =PRODUCT(C2*E2,F2) | =G2
B |  | Waste and Fixings | =GetValue("Waste 7.5%",3) | % | =SubTotal(G1:G2) | 1 | =PRODUCT(C3*E3,F3) | =G3
B | 810_25 | 810 25mm PVC Plain Socket | 0.2 | ea | =GetRate("PLU",$A4,2) | 1 | =PRODUCT(C4*E4,F4) | =G4
B |  | Discount | =GetValue("Discount PLU PVC",3) | % | =SubTotal(G4:G4) | 1 | =PRODUCT(C5*E5,F5) | =G5
B |  | Waste and Fixings | =GetValue("Waste 7.5%",3) | % | =SubTotal(G4:G5) | 1 | =PRODUCT(C6*E6,F6) | =G6
B | 840_25 | 840 25mm PVC Pipe Clip | 1.6667 | ea | =GetRate("PLU",$A7,2) | 1 | =PRODUCT(C7*E7,F7) | =G7
B |  | Discount | =GetValue("Discount PLU PVC",3) | % | =SubTotal(G7:G7) | 1 | =PRODUCT(C8*E8,F8) | =G8
B |  | Waste and Fixings | =GetValue("Waste 7.5%",3) | % | =SubTotal(G7:G8) | 1 | =PRODUCT(C9*E9,F9) | =G9
B | Plumber | Plumber | 0.16 | hrs | =GetRate("LAB1",$A10,2) | 1 | =PRODUCT(C10*E10,F10) | =G10
B |  | Margin | =GetValue("Plumbers margin",3) | % | =SubTotal(G1:G10) | 1 | =PRODUCT(C11*E11,F11) | =G11
B |  | Plain elbow at 2 per 5 = 2/5 0r 0.40/m
B |  | Coupler, 1 per 5m = 0.20 tees per m
B |  | Pipe clip at 600 cc, =1/0.6
I | T27.38.137 | 32mm dia | T27.38_PLU_Pipe WaterSupply | m
B | 800_32PN15_6 | 800 32mm 6m SOE Class E Pipe | 1 | lg | =GetRate("PLU",$A1,2) | 0.16667 | =PRODUCT(C1*E1,F1) | =G1
B |  | Discount | =GetValue("Discount PLU PVC",3) | % | =SubTotal(G1:G1) | 1 | =PRODUCT(C2*E2,F2) | =G2
B |  | Waste and Fixings | =GetValue("Waste 7.5%",3) | % | =SubTotal(G1:G2) | 1 | =PRODUCT(C3*E3,F3) | =G3
B | 810_32 | 810 32mm PVC Plain Socket | 0.2 | ea | =GetRate("PLU",$A4,2) | 1 | =PRODUCT(C4*E4,F4) | =G4
B |  | Discount | =GetValue("Discount PLU PVC",3) | % | =SubTotal(G4:G4) | 1 | =PRODUCT(C5*E5,F5) | =G5
B |  | Waste and Fixings | =GetValue("Waste 7.5%",3) | % | =SubTotal(G4:G5) | 1 | =PRODUCT(C6*E6,F6) | =G6
B | 840_32 | 840 32mm PVC Pipe Clip | 1.6667 | ea | =GetRate("PLU",$A7,2) | 1 | =PRODUCT(C7*E7,F7) | =G7
B |  | Discount | =GetValue("Discount PLU PVC",3) | % | =SubTotal(G7:G7) | 1 | =PRODUCT(C8*E8,F8) | =G8
B |  | Waste and Fixings | =GetValue("Waste 7.5%",3) | % | =SubTotal(G7:G8) | 1 | =PRODUCT(C9*E9,F9) | =G9
B | Plumber | Plumber | 0.18 | hrs | =GetRate("LAB1",$A10,2) | 1 | =PRODUCT(C10*E10,F10) | =G10
B |  | Margin | =GetValue("Plumbers margin",3) | % | =SubTotal(G1:G10) | 1 | =PRODUCT(C11*E11,F11) | =G11
B |  | Plain elbow at 2 per 5 = 2/5 0r 0.40/m
B |  | Coupler, 1 per 5m = 0.20 tees per m
B |  | Pipe clip at 600 cc, =1/0.6
I | T27.38.141 | 40mm dia | T27.38_PLU_Pipe WaterSupply | m
B | 800_40PN15_6 | 800 40mm 6m SOE Class E Pipe | 1 | lg | =GetRate("PLU",$A1,2) | 0.16667 | =PRODUCT(C1*E1,F1) | =G1
B |  | Discount | =GetValue("Discount PLU PVC",3) | % | =SubTotal(G1:G1) | 1 | =PRODUCT(C2*E2,F2) | =G2
B |  | Waste and Fixings | =GetValue("Waste 7.5%",3) | % | =SubTotal(G1:G2) | 1 | =PRODUCT(C3*E3,F3) | =G3
B | 810_40 | 810 40mm PVC Plain Socket | 0.2 | ea | =GetRate("PLU",$A4,2) | 1 | =PRODUCT(C4*E4,F4) | =G4
B |  | Discount | =GetValue("Discount PLU PVC",3) | % | =SubTotal(G4:G4) | 1 | =PRODUCT(C5*E5,F5) | =G5
B |  | Waste and Fixings | =GetValue("Waste 7.5%",3) | % | =SubTotal(G4:G5) | 1 | =PRODUCT(C6*E6,F6) | =G6
B | 840_40 | 840 40mm PVC Pipe Clip | 1.6667 | ea | =GetRate("PLU",$A7,2) | 1 | =PRODUCT(C7*E7,F7) | =G7
B |  | Discount | =GetValue("Discount PLU PVC",3) | % | =SubTotal(G7:G7) | 1 | =PRODUCT(C8*E8,F8) | =G8
B |  | Waste and Fixings | =GetValue("Waste 7.5%",3) | % | =SubTotal(G7:G8) | 1 | =PRODUCT(C9*E9,F9) | =G9
B | Plumber | Plumber | 0.2 | hrs | =GetRate("LAB1",$A10,2) | 1 | =PRODUCT(C10*E10,F10) | =G10
B |  | Margin | =GetValue("Plumbers margin",3) | % | =SubTotal(G1:G10) | 1 | =PRODUCT(C11*E11,F11) | =G11
B |  | Plain elbow at 2 per 5 = 2/5 0r 0.40/m
B |  | Coupler, 1 per 5m = 0.20 tees per m
B |  | Pipe clip at 600 cc, =1/0.6
I | T27.38.145 | 50mm dia | T27.38_PLU_Pipe WaterSupply | m
B | 800_50PN15_6 | 800 50mm 6m SOE Class E Pipe | 1 | lg | =GetRate("PLU",$A1,2) | 0.16667 | =PRODUCT(C1*E1,F1) | =G1
B |  | Discount | =GetValue("Discount PLU PVC",3) | % | =SubTotal(G1:G1) | 1 | =PRODUCT(C2*E2,F2) | =G2
B |  | Waste and Fixings | =GetValue("Waste 7.5%",3) | % | =SubTotal(G1:G2) | 1 | =PRODUCT(C3*E3,F3) | =G3
B | 810_50 | 810 50mm PVC Plain Socket | 0.2 | ea | =GetRate("PLU",$A4,2) | 1 | =PRODUCT(C4*E4,F4) | =G4
B |  | Discount | =GetValue("Discount PLU PVC",3) | % | =SubTotal(G4:G4) | 1 | =PRODUCT(C5*E5,F5) | =G5
B |  | Waste and Fixings | =GetValue("Waste 7.5%",3) | % | =SubTotal(G4:G5) | 1 | =PRODUCT(C6*E6,F6) | =G6
B | 840_50 | 840 50mm PVC Pipe Clip | 1.6667 | ea | =GetRate("PLU",$A7,2) | 1 | =PRODUCT(C7*E7,F7) | =G7
B |  | Discount | =GetValue("Discount PLU PVC",3) | % | =SubTotal(G7:G7) | 1 | =PRODUCT(C8*E8,F8) | =G8
B |  | Waste and Fixings | =GetValue("Waste 7.5%",3) | % | =SubTotal(G7:G8) | 1 | =PRODUCT(C9*E9,F9) | =G9
B | Plumber | Plumber | 0.23 | hrs | =GetRate("LAB1",$A10,2) | 1 | =PRODUCT(C10*E10,F10) | =G10
B |  | Margin | =GetValue("Plumbers margin",3) | % | =SubTotal(G1:G10) | 1 | =PRODUCT(C11*E11,F11) | =G11
B |  | Coupler, 1 per 5m = 0.20 tees per m
B |  | Pipe clip at 600 cc, =1/0.6
I | T27.38.149 | 65mm dia | T27.38_PLU_Pipe WaterSupply | m
B | 800_65PN15_6 | 800 65mm 6m SOE Class E Pipe | 1 | lg | =GetRate("PLU",$A1,2) | 0.16667 | =PRODUCT(C1*E1,F1) | =G1
B |  | Discount | =GetValue("Discount PLU PVC",3) | % | =SubTotal(G1:G1) | 1 | =PRODUCT(C2*E2,F2) | =G2
B |  | Waste and Fixings | =GetValue("Waste 7.5%",3) | % | =SubTotal(G1:G2) | 1 | =PRODUCT(C3*E3,F3) | =G3
B | 810_65 | 810 65mm PVC Plain Socket | 0.2 | ea | =GetRate("PLU",$A4,2) | 1 | =PRODUCT(C4*E4,F4) | =G4
B |  | Discount | =GetValue("Discount PLU PVC",3) | % | =SubTotal(G4:G4) | 1 | =PRODUCT(C5*E5,F5) | =G5
B |  | Waste and Fixings | =GetValue("Waste 7.5%",3) | % | =SubTotal(G4:G5) | 1 | =PRODUCT(C6*E6,F6) | =G6
B | 140D_65 | 140D 65mm PVC Side Pipe Clip | 1.6667 | ea | =GetRate("PLU",$A7,2) | 1 | =PRODUCT(C7*E7,F7) | =G7
B |  | Discount | =GetValue("Discount PLU PVC",3) | % | =SubTotal(G7:G7) | 1 | =PRODUCT(C8*E8,F8) | =G8
B |  | Waste and Fixings | =GetValue("Waste 7.5%",3) | % | =SubTotal(G7:G8) | 1 | =PRODUCT(C9*E9,F9) | =G9
B | Plumber | Plumber | 0.26 | hrs | =GetRate("LAB1",$A10,2) | 1 | =PRODUCT(C10*E10,F10) | =G10
B |  | Margin | =GetValue("Plumbers margin",3) | % | =SubTotal(G1:G10) | 1 | =PRODUCT(C11*E11,F11) | =G11
B |  | Coupler, 1 per 5m = 0.20 tees per m
B |  | Pipe clip at 600 cc, =1/0.6
I | T27.38.153 | 80mm dia | T27.38_PLU_Pipe WaterSupply | m
B | 800_80PN15_6 | 800 80mm 6m SOE Class E Pipe | 1 | lg | =GetRate("PLU",$A1,2) | 0.16667 | =PRODUCT(C1*E1,F1) | =G1
B |  | Discount | =GetValue("Discount PLU PVC",3) | % | =SubTotal(G1:G1) | 1 | =PRODUCT(C2*E2,F2) | =G2
B |  | Waste and Fixings | =GetValue("Waste 7.5%",3) | % | =SubTotal(G1:G2) | 1 | =PRODUCT(C3*E3,F3) | =G3
B | 810_80 | 810 80mm PVC Plain Socket | 0.2 | ea | =GetRate("PLU",$A4,2) | 1 | =PRODUCT(C4*E4,F4) | =G4
B |  | Discount | =GetValue("Discount PLU PVC",3) | % | =SubTotal(G4:G4) | 1 | =PRODUCT(C5*E5,F5) | =G5
B |  | Waste and Fixings | =GetValue("Waste 7.5%",3) | % | =SubTotal(G4:G5) | 1 | =PRODUCT(C6*E6,F6) | =G6
B | 140_80 | 140 80mm PVC Pipe Clip | 1.6667 | ea | =GetRate("PLU",$A7,2) | 1 | =PRODUCT(C7*E7,F7) | =G7
B |  | Discount | =GetValue("Discount PLU PVC",3) | % | =SubTotal(G7:G7) | 1 | =PRODUCT(C8*E8,F8) | =G8
B |  | Waste and Fixings | =GetValue("Waste 7.5%",3) | % | =SubTotal(G7:G8) | 1 | =PRODUCT(C9*E9,F9) | =G9
B | Plumber | Plumber | 0.3 | hrs | =GetRate("LAB1",$A10,2) | 1 | =PRODUCT(C10*E10,F10) | =G10
B |  | Margin | =GetValue("Plumbers margin",3) | % | =SubTotal(G1:G10) | 1 | =PRODUCT(C11*E11,F11) | =G11
B |  | Coupler, 1 per 5m = 0.20 tees per m
B |  | Pipe clip at 600 cc, =1/0.6
I | T27.38.157 | 100mm dia | T27.38_PLU_Pipe WaterSupply | m
B | 800_100PN15_6 | 800 100mm 6m SOE Class E Pipe | 1 | lg | =GetRate("PLU",$A1,2) | 0.16667 | =PRODUCT(C1*E1,F1) | =G1
B |  | Discount | =GetValue("Discount PLU PVC",3) | % | =SubTotal(G1:G1) | 1 | =PRODUCT(C2*E2,F2) | =G2
B |  | Waste and Fixings | =GetValue("Waste 7.5%",3) | % | =SubTotal(G1:G2) | 1 | =PRODUCT(C3*E3,F3) | =G3
B | 810_100 | 810 100mm PVC Plain Socket | 0.2 | ea | =GetRate("PLU",$A4,2) | 1 | =PRODUCT(C4*E4,F4) | =G4
B |  | Discount | =GetValue("Discount PLU PVC",3) | % | =SubTotal(G4:G4) | 1 | =PRODUCT(C5*E5,F5) | =G5
B |  | Waste and Fixings | =GetValue("Waste 7.5%",3) | % | =SubTotal(G4:G5) | 1 | =PRODUCT(C6*E6,F6) | =G6
B | 140_100 | 140 100mm PVC Pipe Clip | 1.6667 | ea | =GetRate("PLU",$A7,2) | 1 | =PRODUCT(C7*E7,F7) | =G7
B |  | Discount | =GetValue("Discount PLU PVC",3) | % | =SubTotal(G7:G7) | 1 | =PRODUCT(C8*E8,F8) | =G8
B |  | Waste and Fixings | =GetValue("Waste 7.5%",3) | % | =SubTotal(G7:G8) | 1 | =PRODUCT(C9*E9,F9) | =G9
B | Plumber | Plumber | 0.35 | hrs | =GetRate("LAB1",$A10,2) | 1 | =PRODUCT(C10*E10,F10) | =G10
B |  | Margin | =GetValue("Plumbers margin",3) | % | =SubTotal(G1:G10) | 1 | =PRODUCT(C11*E11,F11) | =G11
B |  | Coupler, 1 per 5m = 0.20 tees per m
B |  | Pipe clip at 600 cc, =1/0.6
I | T27.38.161 | Bend | T27.38_PLU_Pipe WaterSupply
I | T27.38.165 | 25mm dia | T27.38_PLU_Pipe WaterSupply | No
B | 801_25_90 | 801 25mm 90' PVC Plain Elbow | 1 | No | =GetRate("PLU",$A1,2) | 1 | =PRODUCT(C1*E1,F1) | =G1
B |  | Discount | =GetValue("Discount PLU PVC",3) | % | =SubTotal(G1:G1) | 1 | =PRODUCT(C2*E2,F2) | =G2
B |  | Waste and Fixings | =GetValue("Waste 7.5%",3) | % | =SubTotal(G1:G2) | 1 | =PRODUCT(C3*E3,F3) | =G3
B | 840_25 | 840 25mm PVC Pipe Clip | 1 | No | =GetRate("PLU",$A4,2) | 1 | =PRODUCT(C4*E4,F4) | =G4
B |  | Discount | =GetValue("Discount PLU PVC",3) | % | =SubTotal(G4:G4) | 1 | =PRODUCT(C5*E5,F5) | =G5
B |  | Waste and Fixings | =GetValue("Waste 7.5%",3) | % | =SubTotal(G4:G5) | 1 | =PRODUCT(C6*E6,F6) | =G6
B | Plumber | Plumber | 0.1 | hrs | =GetRate("LAB1",$A7,2) | 1 | =PRODUCT(C7*E7,F7) | =G7
B |  | Margin | =GetValue("Plumbers margin",3) | % | =SubTotal(G1:G7) | 1 | =PRODUCT(C8*E8,F8) | =G8
B |  | Coupler, 1 per 5m = 0.20 tees per m
B |  | Pipe clip at 600 cc, =1/0.6
I | T27.38.169 | 32mm dia | T27.38_PLU_Pipe WaterSupply | No
B | 801_32_90 | 801 32mm 90' PVC Plain Elbow | 1 | No | =GetRate("PLU",$A1,2) | 1 | =PRODUCT(C1*E1,F1) | =G1
B |  | Discount | =GetValue("Discount PLU PVC",3) | % | =SubTotal(G1:G1) | 1 | =PRODUCT(C2*E2,F2) | =G2
B |  | Waste and Fixings | =GetValue("Waste 7.5%",3) | % | =SubTotal(G1:G2) | 1 | =PRODUCT(C3*E3,F3) | =G3
B | 840_32 | 840 32mm PVC Pipe Clip | 1 | No | =GetRate("PLU",$A4,2) | 1 | =PRODUCT(C4*E4,F4) | =G4
B |  | Discount | =GetValue("Discount PLU PVC",3) | % | =SubTotal(G4:G4) | 1 | =PRODUCT(C5*E5,F5) | =G5
B |  | Waste and Fixings | =GetValue("Waste 7.5%",3) | % | =SubTotal(G4:G5) | 1 | =PRODUCT(C6*E6,F6) | =G6
B | Plumber | Plumber | 0.13 | hrs | =GetRate("LAB1",$A7,2) | 1 | =PRODUCT(C7*E7,F7) | =G7
B |  | Margin | =GetValue("Plumbers margin",3) | % | =SubTotal(G1:G7) | 1 | =PRODUCT(C8*E8,F8) | =G8
B |  | Coupler, 1 per 5m = 0.20 tees per m
B |  | Pipe clip at 600 cc, =1/0.6
I | T27.38.173 | 40mm dia | T27.38_PLU_Pipe WaterSupply | No
B | 801_40_90 | 801 40mm 90' PVC Plain Elbow | 1 | No | =GetRate("PLU",$A1,2) | 1 | =PRODUCT(C1*E1,F1) | =G1
B |  | Discount | =GetValue("Discount PLU PVC",3) | % | =SubTotal(G1:G1) | 1 | =PRODUCT(C2*E2,F2) | =G2
B |  | Waste and Fixings | =GetValue("Waste 7.5%",3) | % | =SubTotal(G1:G2) | 1 | =PRODUCT(C3*E3,F3) | =G3
B | 840_40 | 840 40mm PVC Pipe Clip | 1 | No | =GetRate("PLU",$A4,2) | 1 | =PRODUCT(C4*E4,F4) | =G4
B |  | Discount | =GetValue("Discount PLU PVC",3) | % | =SubTotal(G4:G4) | 1 | =PRODUCT(C5*E5,F5) | =G5
B |  | Waste and Fixings | =GetValue("Waste 7.5%",3) | % | =SubTotal(G4:G5) | 1 | =PRODUCT(C6*E6,F6) | =G6
B | Plumber | Plumber | 0.15 | hrs | =GetRate("LAB1",$A7,2) | 1 | =PRODUCT(C7*E7,F7) | =G7
B |  | Margin | =GetValue("Plumbers margin",3) | % | =SubTotal(G1:G7) | 1 | =PRODUCT(C8*E8,F8) | =G8
B |  | Coupler, 1 per 5m = 0.20 tees per m
B |  | Pipe clip at 600 cc, =1/0.6
I | T27.38.177 | 50mm dia | T27.38_PLU_Pipe WaterSupply | No
B | 801_50_90 | 801 50mm 90' PVC Plain Elbow | 1 | No | =GetRate("PLU",$A1,2) | 1 | =PRODUCT(C1*E1,F1) | =G1
B |  | Discount | =GetValue("Discount PLU PVC",3) | % | =SubTotal(G1:G1) | 1 | =PRODUCT(C2*E2,F2) | =G2
B |  | Waste and Fixings | =GetValue("Waste 7.5%",3) | % | =SubTotal(G1:G2) | 1 | =PRODUCT(C3*E3,F3) | =G3
B | 840_50 | 840 50mm PVC Pipe Clip | 1 | No | =GetRate("PLU",$A4,2) | 1 | =PRODUCT(C4*E4,F4) | =G4
B |  | Discount | =GetValue("Discount PLU PVC",3) | % | =SubTotal(G4:G4) | 1 | =PRODUCT(C5*E5,F5) | =G5
B |  | Waste and Fixings | =GetValue("Waste 7.5%",3) | % | =SubTotal(G4:G5) | 1 | =PRODUCT(C6*E6,F6) | =G6
B | Plumber | Plumber | 0.18 | hrs | =GetRate("LAB1",$A7,2) | 1 | =PRODUCT(C7*E7,F7) | =G7
B |  | Margin | =GetValue("Plumbers margin",3) | % | =SubTotal(G1:G7) | 1 | =PRODUCT(C8*E8,F8) | =G8
B |  | Coupler, 1 per 5m = 0.20 tees per m
B |  | Pipe clip at 600 cc, =1/0.6
I | T27.38.181 | 65mm dia | T27.38_PLU_Pipe WaterSupply | No
B | 801_65_90 | 801 65mm 90' PVC Plain Elbow | 1 | No | =GetRate("PLU",$A1,2) | 1 | =PRODUCT(C1*E1,F1) | =G1
B |  | Discount | =GetValue("Discount PLU PVC",3) | % | =SubTotal(G1:G1) | 1 | =PRODUCT(C2*E2,F2) | =G2
B |  | Waste and Fixings | =GetValue("Waste 7.5%",3) | % | =SubTotal(G1:G2) | 1 | =PRODUCT(C3*E3,F3) | =G3
B | 140_65 | 140 65mm PVC Pipe Clip | 1 | No | =GetRate("PLU",$A4,2) | 1 | =PRODUCT(C4*E4,F4) | =G4
B |  | Discount | =GetValue("Discount PLU PVC",3) | % | =SubTotal(G4:G4) | 1 | =PRODUCT(C5*E5,F5) | =G5
B |  | Waste and Fixings | =GetValue("Waste 7.5%",3) | % | =SubTotal(G4:G5) | 1 | =PRODUCT(C6*E6,F6) | =G6
B | Plumber | Plumber | 0.2 | hrs | =GetRate("LAB1",$A7,2) | 1 | =PRODUCT(C7*E7,F7) | =G7
B |  | Margin | =GetValue("Plumbers margin",3) | % | =SubTotal(G1:G7) | 1 | =PRODUCT(C8*E8,F8) | =G8
B |  | Coupler, 1 per 5m = 0.20 tees per m
B |  | Pipe clip at 600 cc, =1/0.6
I | T27.38.185 | 80mm dia | T27.38_PLU_Pipe WaterSupply | No
B | 801_80_90 | 801 80mm 90' PVC Plain Elbow | 1 | No | =GetRate("PLU",$A1,2) | 1 | =PRODUCT(C1*E1,F1) | =G1
B |  | Discount | =GetValue("Discount PLU PVC",3) | % | =SubTotal(G1:G1) | 1 | =PRODUCT(C2*E2,F2) | =G2
B |  | Waste and Fixings | =GetValue("Waste 7.5%",3) | % | =SubTotal(G1:G2) | 1 | =PRODUCT(C3*E3,F3) | =G3
B | 140_80 | 140 80mm PVC Pipe Clip | 1 | No | =GetRate("PLU",$A4,2) | 1 | =PRODUCT(C4*E4,F4) | =G4
B |  | Discount | =GetValue("Discount PLU PVC",3) | % | =SubTotal(G4:G4) | 1 | =PRODUCT(C5*E5,F5) | =G5
B |  | Waste and Fixings | =GetValue("Waste 7.5%",3) | % | =SubTotal(G4:G5) | 1 | =PRODUCT(C6*E6,F6) | =G6
B | Plumber | Plumber | 0.25 | hrs | =GetRate("LAB1",$A7,2) | 1 | =PRODUCT(C7*E7,F7) | =G7
B |  | Margin | =GetValue("Plumbers margin",3) | % | =SubTotal(G1:G7) | 1 | =PRODUCT(C8*E8,F8) | =G8
B |  | Coupler, 1 per 5m = 0.20 tees per m
B |  | Pipe clip at 600 cc, =1/0.6
I | T27.38.189 | 100mm dia | T27.38_PLU_Pipe WaterSupply | No
B | 801_100_90 | 801 100mm 90' PVC Plain Elbow | 1 | No | =GetRate("PLU",$A1,2) | 1 | =PRODUCT(C1*E1,F1) | =G1
B |  | Discount | =GetValue("Discount PLU PVC",3) | % | =SubTotal(G1:G1) | 1 | =PRODUCT(C2*E2,F2) | =G2
B |  | Waste and Fixings | =GetValue("Waste 7.5%",3) | % | =SubTotal(G1:G2) | 1 | =PRODUCT(C3*E3,F3) | =G3
B | 140_100 | 140 100mm PVC Pipe Clip | 1 | No | =GetRate("PLU",$A4,2) | 1 | =PRODUCT(C4*E4,F4) | =G4
B |  | Discount | =GetValue("Discount PLU PVC",3) | % | =SubTotal(G4:G4) | 1 | =PRODUCT(C5*E5,F5) | =G5
B |  | Waste and Fixings | =GetValue("Waste 7.5%",3) | % | =SubTotal(G4:G5) | 1 | =PRODUCT(C6*E6,F6) | =G6
B | Plumber | Plumber | 0.33 | hrs | =GetRate("LAB1",$A7,2) | 1 | =PRODUCT(C7*E7,F7) | =G7
B |  | Margin | =GetValue("Plumbers margin",3) | % | =SubTotal(G1:G7) | 1 | =PRODUCT(C8*E8,F8) | =G8
B |  | Coupler, 1 per 5m = 0.20 tees per m
B |  | Pipe clip at 600 cc, =1/0.6
I | T27.38.193 | Tee | T27.38_PLU_Pipe WaterSupply
I | T27.38.197 | 25mm dia | T27.38_PLU_Pipe WaterSupply | No
B | 804_25 | 804 25mm 90' PVC Plain Tee | 1 | No | =GetRate("PLU",$A1,2) | 1 | =PRODUCT(C1*E1,F1) | =G1
B |  | Discount | =GetValue("Discount PLU PVC",3) | % | =SubTotal(G1:G1) | 1 | =PRODUCT(C2*E2,F2) | =G2
B |  | Waste and Fixings | =GetValue("Waste 7.5%",3) | % | =SubTotal(G1:G2) | 1 | =PRODUCT(C3*E3,F3) | =G3
B | 840_25 | 840 25mm PVC Pipe Clip | 1 | No | =GetRate("PLU",$A4,2) | 1 | =PRODUCT(C4*E4,F4) | =G4
B |  | Discount | =GetValue("Discount PLU PVC",3) | % | =SubTotal(G4:G4) | 1 | =PRODUCT(C5*E5,F5) | =G5
B |  | Waste and Fixings | =GetValue("Waste 7.5%",3) | % | =SubTotal(G4:G5) | 1 | =PRODUCT(C6*E6,F6) | =G6
B | Plumber | Plumber | 0.14 | hrs | =GetRate("LAB1",$A7,2) | 1 | =PRODUCT(C7*E7,F7) | =G7
B |  | Margin | =GetValue("Plumbers margin",3) | % | =SubTotal(G1:G7) | 1 | =PRODUCT(C8*E8,F8) | =G8
B |  | Coupler, 1 per 5m = 0.20 tees per m
B |  | Pipe clip at 600 cc, =1/0.6
I | T27.38.201 | 32mm dia | T27.38_PLU_Pipe WaterSupply | No
B | 804_32 | 804 32mm 90' PVC Plain Tee | 1 | No | =GetRate("PLU",$A1,2) | 1 | =PRODUCT(C1*E1,F1) | =G1
B |  | Discount | =GetValue("Discount PLU PVC",3) | % | =SubTotal(G1:G1) | 1 | =PRODUCT(C2*E2,F2) | =G2
B |  | Waste and Fixings | =GetValue("Waste 7.5%",3) | % | =SubTotal(G1:G2) | 1 | =PRODUCT(C3*E3,F3) | =G3
B | 840_32 | 840 32mm PVC Pipe Clip | 1 | No | =GetRate("PLU",$A4,2) | 1 | =PRODUCT(C4*E4,F4) | =G4
B |  | Discount | =GetValue("Discount PLU PVC",3) | % | =SubTotal(G4:G4) | 1 | =PRODUCT(C5*E5,F5) | =G5
B |  | Waste and Fixings | =GetValue("Waste 7.5%",3) | % | =SubTotal(G4:G5) | 1 | =PRODUCT(C6*E6,F6) | =G6
B | Plumber | Plumber | 0.15 | hrs | =GetRate("LAB1",$A7,2) | 1 | =PRODUCT(C7*E7,F7) | =G7
B |  | Margin | =GetValue("Plumbers margin",3) | % | =SubTotal(G1:G7) | 1 | =PRODUCT(C8*E8,F8) | =G8
B |  | Coupler, 1 per 5m = 0.20 tees per m
B |  | Pipe clip at 600 cc, =1/0.6
I | T27.38.205 | 40mm dia | T27.38_PLU_Pipe WaterSupply | No
B | 804_40 | 804 40mm 90' PVC Plain Tee | 1 | No | =GetRate("PLU",$A1,2) | 1 | =PRODUCT(C1*E1,F1) | =G1
B |  | Discount | =GetValue("Discount PLU PVC",3) | % | =SubTotal(G1:G1) | 1 | =PRODUCT(C2*E2,F2) | =G2
B |  | Waste and Fixings | =GetValue("Waste 7.5%",3) | % | =SubTotal(G1:G2) | 1 | =PRODUCT(C3*E3,F3) | =G3
B | 840_40 | 840 40mm PVC Pipe Clip | 1 | No | =GetRate("PLU",$A4,2) | 1 | =PRODUCT(C4*E4,F4) | =G4
B |  | Discount | =GetValue("Discount PLU PVC",3) | % | =SubTotal(G4:G4) | 1 | =PRODUCT(C5*E5,F5) | =G5
B |  | Waste and Fixings | =GetValue("Waste 7.5%",3) | % | =SubTotal(G4:G5) | 1 | =PRODUCT(C6*E6,F6) | =G6
B | Plumber | Plumber | 0.18 | hrs | =GetRate("LAB1",$A7,2) | 1 | =PRODUCT(C7*E7,F7) | =G7
B |  | Margin | =GetValue("Plumbers margin",3) | % | =SubTotal(G1:G7) | 1 | =PRODUCT(C8*E8,F8) | =G8
B |  | Coupler, 1 per 5m = 0.20 tees per m
B |  | Pipe clip at 600 cc, =1/0.6
I | T27.38.209 | 50mm dia | T27.38_PLU_Pipe WaterSupply | No
B | 804_50 | 804 50mm 90' PVC Plain Tee | 1 | No | =GetRate("PLU",$A1,2) | 1 | =PRODUCT(C1*E1,F1) | =G1
B |  | Discount | =GetValue("Discount PLU PVC",3) | % | =SubTotal(G1:G1) | 1 | =PRODUCT(C2*E2,F2) | =G2
B |  | Waste and Fixings | =GetValue("Waste 7.5%",3) | % | =SubTotal(G1:G2) | 1 | =PRODUCT(C3*E3,F3) | =G3
B | 840_50 | 840 50mm PVC Pipe Clip | 1 | No | =GetRate("PLU",$A4,2) | 1 | =PRODUCT(C4*E4,F4) | =G4
B |  | Discount | =GetValue("Discount PLU PVC",3) | % | =SubTotal(G4:G4) | 1 | =PRODUCT(C5*E5,F5) | =G5
B |  | Waste and Fixings | =GetValue("Waste 7.5%",3) | % | =SubTotal(G4:G5) | 1 | =PRODUCT(C6*E6,F6) | =G6
B | Plumber | Plumber | 0.22 | hrs | =GetRate("LAB1",$A7,2) | 1 | =PRODUCT(C7*E7,F7) | =G7
B |  | Margin | =GetValue("Plumbers margin",3) | % | =SubTotal(G1:G7) | 1 | =PRODUCT(C8*E8,F8) | =G8
B |  | Coupler, 1 per 5m = 0.20 tees per m
B |  | Pipe clip at 600 cc, =1/0.6
I | T27.38.213 | 65mm dia | T27.38_PLU_Pipe WaterSupply | No
B | 804_65 | 804 65mm 90' PVC Plain Tee | 1 | No | =GetRate("PLU",$A1,2) | 1 | =PRODUCT(C1*E1,F1) | =G1
B |  | Discount | =GetValue("Discount PLU PVC",3) | % | =SubTotal(G1:G1) | 1 | =PRODUCT(C2*E2,F2) | =G2
B |  | Waste and Fixings | =GetValue("Waste 7.5%",3) | % | =SubTotal(G1:G2) | 1 | =PRODUCT(C3*E3,F3) | =G3
B | 140_65 | 140 65mm PVC Pipe Clip | 1 | No | =GetRate("PLU",$A4,2) | 1 | =PRODUCT(C4*E4,F4) | =G4
B |  | Discount | =GetValue("Discount PLU PVC",3) | % | =SubTotal(G4:G4) | 1 | =PRODUCT(C5*E5,F5) | =G5
B |  | Waste and Fixings | =GetValue("Waste 7.5%",3) | % | =SubTotal(G4:G5) | 1 | =PRODUCT(C6*E6,F6) | =G6
B | Plumber | Plumber | 0.24 | hrs | =GetRate("LAB1",$A7,2) | 1 | =PRODUCT(C7*E7,F7) | =G7
B |  | Margin | =GetValue("Plumbers margin",3) | % | =SubTotal(G1:G7) | 1 | =PRODUCT(C8*E8,F8) | =G8
B |  | Coupler, 1 per 5m = 0.20 tees per m
B |  | Pipe clip at 600 cc, =1/0.6
I | T27.38.217 | 80mm dia | T27.38_PLU_Pipe WaterSupply | No
B | 804_80 | 804 80mm 90' PVC Plain Tee | 1 | No | =GetRate("PLU",$A1,2) | 1 | =PRODUCT(C1*E1,F1) | =G1
B |  | Discount | =GetValue("Discount PLU PVC",3) | % | =SubTotal(G1:G1) | 1 | =PRODUCT(C2*E2,F2) | =G2
B |  | Waste and Fixings | =GetValue("Waste 7.5%",3) | % | =SubTotal(G1:G2) | 1 | =PRODUCT(C3*E3,F3) | =G3
B | 140_80 | 140 80mm PVC Pipe Clip | 1 | No | =GetRate("PLU",$A4,2) | 1 | =PRODUCT(C4*E4,F4) | =G4
B |  | Discount | =GetValue("Discount PLU PVC",3) | % | =SubTotal(G4:G4) | 1 | =PRODUCT(C5*E5,F5) | =G5
B |  | Waste and Fixings | =GetValue("Waste 7.5%",3) | % | =SubTotal(G4:G5) | 1 | =PRODUCT(C6*E6,F6) | =G6
B | Plumber | Plumber | 0.29 | hrs | =GetRate("LAB1",$A7,2) | 1 | =PRODUCT(C7*E7,F7) | =G7
B |  | Margin | =GetValue("Plumbers margin",3) | % | =SubTotal(G1:G7) | 1 | =PRODUCT(C8*E8,F8) | =G8
B |  | Coupler, 1 per 5m = 0.20 tees per m
B |  | Pipe clip at 600 cc, =1/0.6
I | T27.38.221 | 100mm dia | T27.38_PLU_Pipe WaterSupply | No
B | 804_100 | 804 100mm 90' PVC Plain Tee | 1 | No | =GetRate("PLU",$A1,2) | 1 | =PRODUCT(C1*E1,F1) | =G1
B |  | Discount | =GetValue("Discount PLU PVC",3) | % | =SubTotal(G1:G1) | 1 | =PRODUCT(C2*E2,F2) | =G2
B |  | Waste and Fixings | =GetValue("Waste 7.5%",3) | % | =SubTotal(G1:G2) | 1 | =PRODUCT(C3*E3,F3) | =G3
B | 140_100 | 140 100mm PVC Pipe Clip | 1 | No | =GetRate("PLU",$A4,2) | 1 | =PRODUCT(C4*E4,F4) | =G4
B |  | Discount | =GetValue("Discount PLU PVC",3) | % | =SubTotal(G4:G4) | 1 | =PRODUCT(C5*E5,F5) | =G5
B |  | Waste and Fixings | =GetValue("Waste 7.5%",3) | % | =SubTotal(G4:G5) | 1 | =PRODUCT(C6*E6,F6) | =G6
B | Plumber | Plumber | 0.38 | hrs | =GetRate("LAB1",$A7,2) | 1 | =PRODUCT(C7*E7,F7) | =G7
B |  | Margin | =GetValue("Plumbers margin",3) | % | =SubTotal(G1:G7) | 1 | =PRODUCT(C8*E8,F8) | =G8
B |  | Coupler, 1 per 5m = 0.20 tees per m
B |  | Pipe clip at 600 cc, =1/0.6
I | T27.38.225 | <b>Galvanized Steel Pipe</b> | T27.38_PLU_Pipe WaterSupply
I | T27.38.229 | 15mm dia, including fittings | T27.38_PLU_Pipe WaterSupply | m
B | GSSP15GALV | 15mmx6.5m Pipe Med Screw & Socketed Galvanised | 1 | m | =GetRate("PLU",$A1,2) | 0.15385 | =PRODUCT(C1*E1,F1) | =G1
B | GE15GALV | 15mm Malleable Female Elbow Galv | 0.4 | No | =GetRate("PLU",$A2,2) | 1 | =PRODUCT(C2*E2,F2) | =G2
B | GB15 | 15mm Galv Mal Backnut | 0.4 | No | =GetRate("PLU",$A3,2) | 1 | =PRODUCT(C3*E3,F3) | =G3
B |  | Discount at 20% | =GetValue("Discount PLU Galv",3) | % | =SubTotal(G1:G3) | 1 | =PRODUCT(C4*E4,F4) | =G4
B |  | Waste and Fixings | =GetValue("Waste 5%",3) | % | =SubTotal(G1:G4) | 1 | =PRODUCT(C5*E5,F5) | =G5
B | Plumber | Plumber | 0.21 | hrs | =GetRate("LAB1",$A6,2) | 1 | =PRODUCT(C6*E6,F6) | =G6
B |  | Margin | =GetValue("Plumbers margin",3) | % | =SubTotal(G1:G6) | 1 | =PRODUCT(C7*E7,F7) | =G7
B |  | Plain elbow at 2 per 5 = 2/5 0r 0.40/m
B |  | Backnut, 2 per 5m = 0.40 backnut per m
B |  | Labour assumed to be
B |  | halfway between pvc & copper
I | T27.38.233 | 20mm dia, including fittings | T27.38_PLU_Pipe WaterSupply | m
B | GSSP20GALV | 20mmx6.5m Pipe Med Screw & Socketed Galvanised | 1 | m | =GetRate("PLU",$A1,2) | 0.15385 | =PRODUCT(C1*E1,F1) | =G1
B | GE20GALV | 20mm Malleable Female Elbow Galv | 0.4 | No | =GetRate("PLU",$A2,2) | 1 | =PRODUCT(C2*E2,F2) | =G2
B | GB20 | 20mm Galv Mal Backnut | 0.4 | No | =GetRate("PLU",$A3,2) | 1 | =PRODUCT(C3*E3,F3) | =G3
B |  | Discount at 20% | =GetValue("Discount PLU Galv",3) | % | =SubTotal(G1:G3) | 1 | =PRODUCT(C4*E4,F4) | =G4
B |  | Waste and Fixings | =GetValue("Waste 5%",3) | % | =SubTotal(G1:G4) | 1 | =PRODUCT(C5*E5,F5) | =G5
B | Plumber | Plumber | 0.24 | hrs | =GetRate("LAB1",$A6,2) | 1 | =PRODUCT(C6*E6,F6) | =G6
B |  | Margin | =GetValue("Plumbers margin",3) | % | =SubTotal(G1:G6) | 1 | =PRODUCT(C7*E7,F7) | =G7
B |  | Plain elbow at 2 per 5 = 2/5 0r 0.40/m
B |  | Backnut, 2 per 5m = 0.40 backnut per m
B |  | Labour assumed to be
B |  | halfway between pvc & copper
I | T27.38.237 | 25mm dia | T27.38_PLU_Pipe WaterSupply | m
B | GSSP25GALV | 25mmx6.5m Pipe Med Screw & Socketed Galvanised | 1 | m | =GetRate("PLU",$A1,2) | 0.15385 | =PRODUCT(C1*E1,F1) | =G1
B | GB25 | 25mm Galv Mal Backnut | 0.4 | No | =GetRate("PLU",$A2,2) | 1 | =PRODUCT(C2*E2,F2) | =G2
B |  | Discount at 20% | =GetValue("Discount PLU Galv",3) | % | =SubTotal(G1:G2) | 1 | =PRODUCT(C3*E3,F3) | =G3
B |  | Waste and Fixings | =GetValue("Waste 5%",3) | % | =SubTotal(G1:G3) | 1 | =PRODUCT(C4*E4,F4) | =G4
B | Plumber | Plumber | 0.21 | hrs | =GetRate("LAB1",$A5,2) | 1 | =PRODUCT(C5*E5,F5) | =G5
B |  | Margin | =GetValue("Plumbers margin",3) | % | =SubTotal(G1:G5) | 1 | =PRODUCT(C6*E6,F6) | =G6
B |  | Plain elbow at 2 per 5 = 2/5 0r 0.40/m
B |  | Backnut, 2 per 5m = 0.40 backnut per m
B |  | Labour assumed to be
B |  | halfway between pvc & copper
I | T27.38.241 | 32mm dia | T27.38_PLU_Pipe WaterSupply | m
B | GSSP32GALV | 32mmx6.5m Pipe Med Screw & Socketed Galvanised | 1 | m | =GetRate("PLU",$A1,2) | 0.15385 | =PRODUCT(C1*E1,F1) | =G1
B | GB32 | 32mm Galv Mal Backnut | 0.4 | No | =GetRate("PLU",$A2,2) | 1 | =PRODUCT(C2*E2,F2) | =G2
B |  | Discount at 20% | =GetValue("Discount PLU Galv",3) | % | =SubTotal(G1:G2) | 1 | =PRODUCT(C3*E3,F3) | =G3
B |  | Waste and Fixings | =GetValue("Waste 5%",3) | % | =SubTotal(G1:G3) | 1 | =PRODUCT(C4*E4,F4) | =G4
B | Plumber | Plumber | 0.24 | hrs | =GetRate("LAB1",$A5,2) | 1 | =PRODUCT(C5*E5,F5) | =G5
B |  | Margin | =GetValue("Plumbers margin",3) | % | =SubTotal(G1:G5) | 1 | =PRODUCT(C6*E6,F6) | =G6
B |  | Plain elbow at 2 per 5 = 2/5 0r 0.40/m
B |  | Backnut, 2 per 5m = 0.40 backnut per m
B |  | Labour assumed to be
B |  | halfway between pvc & copper
I | T27.38.245 | 40mm dia | T27.38_PLU_Pipe WaterSupply | m
B | GSSP40GALV | 40mmx6.5m Pipe Med Screw & Socketed Galvanised | 1 | m | =GetRate("PLU",$A1,2) | 0.15385 | =PRODUCT(C1*E1,F1) | =G1
B | GB40 | 40mm Galv Mal Backnut | 0.4 | No | =GetRate("PLU",$A2,2) | 1 | =PRODUCT(C2*E2,F2) | =G2
B |  | Discount at 20% | =GetValue("Discount PLU Galv",3) | % | =SubTotal(G1:G2) | 1 | =PRODUCT(C3*E3,F3) | =G3
B |  | Waste and Fixings | =GetValue("Waste 5%",3) | % | =SubTotal(G1:G3) | 1 | =PRODUCT(C4*E4,F4) | =G4
B | Plumber | Plumber | 0.28 | hrs | =GetRate("LAB1",$A5,2) | 1 | =PRODUCT(C5*E5,F5) | =G5
B |  | Margin | =GetValue("Plumbers margin",3) | % | =SubTotal(G1:G5) | 1 | =PRODUCT(C6*E6,F6) | =G6
B |  | Plain elbow at 2 per 5 = 2/5 0r 0.40/m
B |  | Backnut, 2 per 5m = 0.40 backnut per m
B |  | Labour assumed to be
B |  | halfway between pvc & copper
I | T27.38.249 | 50mm dia | T27.38_PLU_Pipe WaterSupply | m
B | GSSP50GALV | 50mmx6.5m Pipe Med Screw & Socketed Galvanised | 1 | m | =GetRate("PLU",$A1,2) | 0.15385 | =PRODUCT(C1*E1,F1) | =G1
B | GB50 | 50mm Galv Mal Backnut | 0.4 | No | =GetRate("PLU",$A2,2) | 1 | =PRODUCT(C2*E2,F2) | =G2
B |  | Discount at 20% | =GetValue("Discount PLU Galv",3) | % | =SubTotal(G1:G2) | 1 | =PRODUCT(C3*E3,F3) | =G3
B |  | Waste and Fixings | =GetValue("Waste 5%",3) | % | =SubTotal(G1:G3) | 1 | =PRODUCT(C4*E4,F4) | =G4
B | Plumber | Plumber | 0.31 | hrs | =GetRate("LAB1",$A5,2) | 1 | =PRODUCT(C5*E5,F5) | =G5
B |  | Margin | =GetValue("Plumbers margin",3) | % | =SubTotal(G1:G5) | 1 | =PRODUCT(C6*E6,F6) | =G6
B |  | Plain elbow at 2 per 5 = 2/5 0r 0.40/m
B |  | Backnut, 2 per 5m = 0.40 backnut per m
B |  | Labour assumed to be
B |  | halfway between pvc & copper
I | T27.38.253 | 65mm dia | T27.38_PLU_Pipe WaterSupply | m
B | GSSP65GALV | 65mmx6.5m Pipe Med Screw & Socketed Galvanised | 1 | m | =GetRate("PLU",$A1,2) | 0.15385 | =PRODUCT(C1*E1,F1) | =G1
B |  | Discount at 20% | =GetValue("Discount PLU Galv",3) | % | =SubTotal(G1:G1) | 1 | =PRODUCT(C2*E2,F2) | =G2
B |  | Waste and Fixings | =GetValue("Waste 5%",3) | % | =SubTotal(G1:G2) | 1 | =PRODUCT(C3*E3,F3) | =G3
B | Plumber | Plumber | 0.36 | hrs | =GetRate("LAB1",$A4,2) | 1 | =PRODUCT(C4*E4,F4) | =G4
B |  | Margin | =GetValue("Plumbers margin",3) | % | =SubTotal(G1:G4) | 1 | =PRODUCT(C5*E5,F5) | =G5
B |  | Labour assumed to be
B |  | halfway between pvc & copper
I | T27.38.257 | 80mm dia | T27.38_PLU_Pipe WaterSupply | m
B | GSSP80GALV | 80mmx6.5m Pipe Med Screw & Socketed Galvanised | 1 | m | =GetRate("PLU",$A1,2) | 0.15385 | =PRODUCT(C1*E1,F1) | =G1
B |  | Discount at 20% | =GetValue("Discount PLU Galv",3) | % | =SubTotal(G1:G1) | 1 | =PRODUCT(C2*E2,F2) | =G2
B |  | Waste and Fixings | =GetValue("Waste 5%",3) | % | =SubTotal(G1:G2) | 1 | =PRODUCT(C3*E3,F3) | =G3
B | Plumber | Plumber | 0.42 | hrs | =GetRate("LAB1",$A4,2) | 1 | =PRODUCT(C4*E4,F4) | =G4
B |  | Margin | =GetValue("Plumbers margin",3) | % | =SubTotal(G1:G4) | 1 | =PRODUCT(C5*E5,F5) | =G5
B |  | Labour assumed to be
B |  | halfway between pvc & copper
I | T27.38.261 | 100mm dia | T27.38_PLU_Pipe WaterSupply | m
B | GSSP100GALV | 100mmx6.5m Pipe Med Screw & Socketed Galvanised | 1 | m | =GetRate("PLU",$A1,2) | 0.15385 | =PRODUCT(C1*E1,F1) | =G1
B |  | Discount at 20% | =GetValue("Discount PLU Galv",3) | % | =SubTotal(G1:G1) | 1 | =PRODUCT(C2*E2,F2) | =G2
B |  | Waste and Fixings | =GetValue("Waste 5%",3) | % | =SubTotal(G1:G2) | 1 | =PRODUCT(C3*E3,F3) | =G3
B | Plumber | Plumber | 0.5 | hrs | =GetRate("LAB1",$A4,2) | 1 | =PRODUCT(C4*E4,F4) | =G4
B |  | Margin | =GetValue("Plumbers margin",3) | % | =SubTotal(G1:G4) | 1 | =PRODUCT(C5*E5,F5) | =G5
B |  | Labour assumed to be
B |  | halfway between pvc & copper
I | T27.38.265 | Bend | T27.38_PLU_Pipe WaterSupply
I | T27.38.269 | 25mm dia | T27.38_PLU_Pipe WaterSupply | No
B | GMFB25GALV | 25mm Malleable M&F Bend Galv | 1 | No | =GetRate("PLU",$A1,2) | 1 | =PRODUCT(C1*E1,F1) | =G1
B | GB25 | 25mm Galv Mal Backnut | 1 | No | =GetRate("PLU",$A2,2) | 1 | =PRODUCT(C2*E2,F2) | =G2
B |  | Discount at 20% | =GetValue("Discount PLU Galv",3) | % | =SubTotal(G1:G2) | 1 | =PRODUCT(C3*E3,F3) | =G3
B |  | Waste and Fixings | =GetValue("Waste 5%",3) | % | =SubTotal(G1:G3) | 1 | =PRODUCT(C4*E4,F4) | =G4
B | Plumber | Plumber | 0.12 | hrs | =GetRate("LAB1",$A5,2) | 1 | =PRODUCT(C5*E5,F5) | =G5
B |  | Margin | =GetValue("Plumbers margin",3) | % | =SubTotal(G1:G5) | 1 | =PRODUCT(C6*E6,F6) | =G6
B |  | Labour assumed to be
B |  | halfway between pvc & copper
I | T27.38.273 | 32mm dia | T27.38_PLU_Pipe WaterSupply | No
B | GMFB32GALV | 32mm Malleable M&F Bend Galv | 1 | No | =GetRate("PLU",$A1,2) | 1 | =PRODUCT(C1*E1,F1) | =G1
B | GB32 | 32mm Galv Mal Backnut | 1 | No | =GetRate("PLU",$A2,2) | 1 | =PRODUCT(C2*E2,F2) | =G2
B |  | Discount at 20% | =GetValue("Discount PLU Galv",3) | % | =SubTotal(G1:G2) | 1 | =PRODUCT(C3*E3,F3) | =G3
B |  | Waste and Fixings | =GetValue("Waste 5%",3) | % | =SubTotal(G1:G3) | 1 | =PRODUCT(C4*E4,F4) | =G4
B | Plumber | Plumber | 0.13 | hrs | =GetRate("LAB1",$A5,2) | 1 | =PRODUCT(C5*E5,F5) | =G5
B |  | Margin | =GetValue("Plumbers margin",3) | % | =SubTotal(G1:G5) | 1 | =PRODUCT(C6*E6,F6) | =G6
B |  | Labour assumed to be
B |  | halfway between pvc & copper
I | T27.38.277 | 40mm dia | T27.38_PLU_Pipe WaterSupply | No
B | GMFB40GALV | 40mm Malleable M&F Bend Galv | 1 | No | =GetRate("PLU",$A1,2) | 1 | =PRODUCT(C1*E1,F1) | =G1
B | GB40 | 40mm Galv Mal Backnut | 1 | No | =GetRate("PLU",$A2,2) | 1 | =PRODUCT(C2*E2,F2) | =G2
B |  | Discount at 20% | =GetValue("Discount PLU Galv",3) | % | =SubTotal(G1:G2) | 1 | =PRODUCT(C3*E3,F3) | =G3
B |  | Waste and Fixings | =GetValue("Waste 5%",3) | % | =SubTotal(G1:G3) | 1 | =PRODUCT(C4*E4,F4) | =G4
B | Plumber | Plumber | 0.15 | hrs | =GetRate("LAB1",$A5,2) | 1 | =PRODUCT(C5*E5,F5) | =G5
B |  | Margin | =GetValue("Plumbers margin",3) | % | =SubTotal(G1:G5) | 1 | =PRODUCT(C6*E6,F6) | =G6
B |  | Plain elbow at 2 per 5 = 2/5 0r 0.40/m
B |  | Backnut, 2 per 5m = 0.40 backnut per m
B |  | Labour assumed to be
B |  | halfway between pvc & copper
I | T27.38.281 | 50mm dia | T27.38_PLU_Pipe WaterSupply | No
B | GMFB50GALV | 50mm Malleable M&F Bend Galv | 1 | No | =GetRate("PLU",$A1,2) | 1 | =PRODUCT(C1*E1,F1) | =G1
B | GB50 | 50mm Galv Mal Backnut | 1 | No | =GetRate("PLU",$A2,2) | 1 | =PRODUCT(C2*E2,F2) | =G2
B |  | Discount at 20% | =GetValue("Discount PLU Galv",3) | % | =SubTotal(G1:G2) | 1 | =PRODUCT(C3*E3,F3) | =G3
B |  | Waste and Fixings | =GetValue("Waste 5%",3) | % | =SubTotal(G1:G3) | 1 | =PRODUCT(C4*E4,F4) | =G4
B | Plumber | Plumber | 0.2 | hrs | =GetRate("LAB1",$A5,2) | 1 | =PRODUCT(C5*E5,F5) | =G5
B |  | Margin | =GetValue("Plumbers margin",3) | % | =SubTotal(G1:G5) | 1 | =PRODUCT(C6*E6,F6) | =G6
B |  | Labour assumed to be
B |  | halfway between pvc & copper
I | T27.38.285 | 65mm dia | T27.38_PLU_Pipe WaterSupply | No
B | GMFB65GALV | 65mm Malleable M&F Bend Galv | 1 | No | =GetRate("PLU",$A1,2) | 1 | =PRODUCT(C1*E1,F1) | =G1
B |  | Discount at 20% | =GetValue("Discount PLU Galv",3) | % | =SubTotal(G1:G1) | 1 | =PRODUCT(C2*E2,F2) | =G2
B |  | Waste and Fixings | =GetValue("Waste 5%",3) | % | =SubTotal(G1:G2) | 1 | =PRODUCT(C3*E3,F3) | =G3
B | Plumber | Plumber | 0.25 | hrs | =GetRate("LAB1",$A4,2) | 1 | =PRODUCT(C4*E4,F4) | =G4
B |  | Margin | =GetValue("Plumbers margin",3) | % | =SubTotal(G1:G4) | 1 | =PRODUCT(C5*E5,F5) | =G5
B |  | Labour assumed to be
B |  | halfway between pvc & copper
I | T27.38.289 | 80mm dia | T27.38_PLU_Pipe WaterSupply | No
B | GMFB80GALV | 80mm Malleable M&F Bend Galv | 1 | No | =GetRate("PLU",$A1,2) | 1 | =PRODUCT(C1*E1,F1) | =G1
B |  | Discount at 20% | =GetValue("Discount PLU Galv",3) | % | =SubTotal(G1:G1) | 1 | =PRODUCT(C2*E2,F2) | =G2
B |  | Waste and Fixings | =GetValue("Waste 5%",3) | % | =SubTotal(G1:G2) | 1 | =PRODUCT(C3*E3,F3) | =G3
B | Plumber | Plumber | 0.28 | hrs | =GetRate("LAB1",$A4,2) | 1 | =PRODUCT(C4*E4,F4) | =G4
B |  | Margin | =GetValue("Plumbers margin",3) | % | =SubTotal(G1:G4) | 1 | =PRODUCT(C5*E5,F5) | =G5
B |  | Labour assumed to be
B |  | halfway between pvc & copper
I | T27.38.293 | 100mm dia | T27.38_PLU_Pipe WaterSupply | No
B | GMFE100GALV | 100mm Malleable M&F Elbow Galv | 1 | No | =GetRate("PLU",$A1,2) | 1 | =PRODUCT(C1*E1,F1) | =G1
B |  | Discount at 20% | =GetValue("Discount PLU Galv",3) | % | =SubTotal(G1:G1) | 1 | =PRODUCT(C2*E2,F2) | =G2
B |  | Waste and Fixings | =GetValue("Waste 5%",3) | % | =SubTotal(G1:G2) | 1 | =PRODUCT(C3*E3,F3) | =G3
B | Plumber | Plumber | 0.32 | hrs | =GetRate("LAB1",$A4,2) | 1 | =PRODUCT(C4*E4,F4) | =G4
B |  | Margin | =GetValue("Plumbers margin",3) | % | =SubTotal(G1:G4) | 1 | =PRODUCT(C5*E5,F5) | =G5
B |  | Labour assumed to be
B |  | halfway between pvc & copper
I | T27.38.297 | Elbow | T27.38_PLU_Pipe WaterSupply
I | T27.38.301 | 25mm dia | T27.38_PLU_Pipe WaterSupply | No
B | GE25GALV | 25mm Malleable Female Elbow Galv | 1 | No | =GetRate("PLU",$A1,2) | 1 | =PRODUCT(C1*E1,F1) | =G1
B | GB25 | 25mm Galv Mal Backnut | 1 | No | =GetRate("PLU",$A2,2) | 1 | =PRODUCT(C2*E2,F2) | =G2
B |  | Discount at 20% | =GetValue("Discount PLU Galv",3) | % | =SubTotal(G1:G2) | 1 | =PRODUCT(C3*E3,F3) | =G3
B |  | Waste and Fixings | =GetValue("Waste 5%",3) | % | =SubTotal(G1:G3) | 1 | =PRODUCT(C4*E4,F4) | =G4
B | Plumber | Plumber | 0.12 | hrs | =GetRate("LAB1",$A5,2) | 1 | =PRODUCT(C5*E5,F5) | =G5
B |  | Margin | =GetValue("Plumbers margin",3) | % | =SubTotal(G1:G5) | 1 | =PRODUCT(C6*E6,F6) | =G6
B |  | Labour assumed to be
B |  | halfway between pvc & copper
I | T27.38.305 | 32mm dia | T27.38_PLU_Pipe WaterSupply | No
B | GE32GALV | 32mm Malleable Female Elbow Galv | 1 | No | =GetRate("PLU",$A1,2) | 1 | =PRODUCT(C1*E1,F1) | =G1
B | GB32 | 32mm Galv Mal Backnut | 1 | No | =GetRate("PLU",$A2,2) | 1 | =PRODUCT(C2*E2,F2) | =G2
B |  | Discount at 20% | =GetValue("Discount PLU Galv",3) | % | =SubTotal(G1:G2) | 1 | =PRODUCT(C3*E3,F3) | =G3
B |  | Waste and Fixings | =GetValue("Waste 5%",3) | % | =SubTotal(G1:G3) | 1 | =PRODUCT(C4*E4,F4) | =G4
B | Plumber | Plumber | 0.13 | hrs | =GetRate("LAB1",$A5,2) | 1 | =PRODUCT(C5*E5,F5) | =G5
B |  | Margin | =GetValue("Plumbers margin",3) | % | =SubTotal(G1:G5) | 1 | =PRODUCT(C6*E6,F6) | =G6
B |  | Labour assumed to be
B |  | halfway between pvc & copper
I | T27.38.309 | 40mm dia | T27.38_PLU_Pipe WaterSupply | No
B | GE40GALV | 40mm Malleable Female Elbow Galv | 1 | No | =GetRate("PLU",$A1,2) | 1 | =PRODUCT(C1*E1,F1) | =G1
B | GB40 | 40mm Galv Mal Backnut | 1 | No | =GetRate("PLU",$A2,2) | 1 | =PRODUCT(C2*E2,F2) | =G2
B |  | Discount at 20% | =GetValue("Discount PLU Galv",3) | % | =SubTotal(G1:G2) | 1 | =PRODUCT(C3*E3,F3) | =G3
B |  | Waste and Fixings | =GetValue("Waste 5%",3) | % | =SubTotal(G1:G3) | 1 | =PRODUCT(C4*E4,F4) | =G4
B | Plumber | Plumber | 0.15 | hrs | =GetRate("LAB1",$A5,2) | 1 | =PRODUCT(C5*E5,F5) | =G5
B |  | Margin | =GetValue("Plumbers margin",3) | % | =SubTotal(G1:G5) | 1 | =PRODUCT(C6*E6,F6) | =G6
B |  | Plain elbow at 2 per 5 = 2/5 0r 0.40/m
B |  | Backnut, 2 per 5m = 0.40 backnut per m
B |  | Labour assumed to be
B |  | halfway between pvc & copper
I | T27.38.313 | 50mm dia | T27.38_PLU_Pipe WaterSupply | No
B | GE50GALV | 50mm Malleable Female Elbow Galv | 1 | No | =GetRate("PLU",$A1,2) | 1 | =PRODUCT(C1*E1,F1) | =G1
B | GB50 | 50mm Galv Mal Backnut | 1 | No | =GetRate("PLU",$A2,2) | 1 | =PRODUCT(C2*E2,F2) | =G2
B |  | Discount at 20% | =GetValue("Discount PLU Galv",3) | % | =SubTotal(G1:G2) | 1 | =PRODUCT(C3*E3,F3) | =G3
B |  | Waste and Fixings | =GetValue("Waste 5%",3) | % | =SubTotal(G1:G3) | 1 | =PRODUCT(C4*E4,F4) | =G4
B | Plumber | Plumber | 0.2 | hrs | =GetRate("LAB1",$A5,2) | 1 | =PRODUCT(C5*E5,F5) | =G5
B |  | Margin | =GetValue("Plumbers margin",3) | % | =SubTotal(G1:G5) | 1 | =PRODUCT(C6*E6,F6) | =G6
B |  | Labour assumed to be
B |  | halfway between pvc & copper
I | T27.38.317 | 65mm dia | T27.38_PLU_Pipe WaterSupply | No
B | GE65GALV | 65mm Malleable Female Elbow Galv | 1 | No | =GetRate("PLU",$A1,2) | 1 | =PRODUCT(C1*E1,F1) | =G1
B |  | Discount at 20% | =GetValue("Discount PLU Galv",3) | % | =SubTotal(G1:G1) | 1 | =PRODUCT(C2*E2,F2) | =G2
B |  | Waste and Fixings | =GetValue("Waste 5%",3) | % | =SubTotal(G1:G2) | 1 | =PRODUCT(C3*E3,F3) | =G3
B | Plumber | Plumber | 0.25 | hrs | =GetRate("LAB1",$A4,2) | 1 | =PRODUCT(C4*E4,F4) | =G4
B |  | Margin | =GetValue("Plumbers margin",3) | % | =SubTotal(G1:G4) | 1 | =PRODUCT(C5*E5,F5) | =G5
B |  | Labour assumed to be
B |  | halfway between pvc & copper
I | T27.38.321 | 80mm dia | T27.38_PLU_Pipe WaterSupply | No
B | GE80GALV | 80mm Malleable Female Elbow Galv | 1 | No | =GetRate("PLU",$A1,2) | 1 | =PRODUCT(C1*E1,F1) | =G1
B |  | Discount at 20% | =GetValue("Discount PLU Galv",3) | % | =SubTotal(G1:G1) | 1 | =PRODUCT(C2*E2,F2) | =G2
B |  | Waste and Fixings | =GetValue("Waste 5%",3) | % | =SubTotal(G1:G2) | 1 | =PRODUCT(C3*E3,F3) | =G3
B | Plumber | Plumber | 0.28 | hrs | =GetRate("LAB1",$A4,2) | 1 | =PRODUCT(C4*E4,F4) | =G4
B |  | Margin | =GetValue("Plumbers margin",3) | % | =SubTotal(G1:G4) | 1 | =PRODUCT(C5*E5,F5) | =G5
B |  | Labour assumed to be
B |  | halfway between pvc & copper
I | T27.38.325 | 100mm dia | T27.38_PLU_Pipe WaterSupply | No
B | GE100GALV | 100mm Malleable Female Elbow Galv | 1 | No | =GetRate("PLU",$A1,2) | 1 | =PRODUCT(C1*E1,F1) | =G1
B |  | Discount at 20% | =GetValue("Discount PLU Galv",3) | % | =SubTotal(G1:G1) | 1 | =PRODUCT(C2*E2,F2) | =G2
B |  | Waste and Fixings | =GetValue("Waste 5%",3) | % | =SubTotal(G1:G2) | 1 | =PRODUCT(C3*E3,F3) | =G3
B | Plumber | Plumber | 0.32 | hrs | =GetRate("LAB1",$A4,2) | 1 | =PRODUCT(C4*E4,F4) | =G4
B |  | Margin | =GetValue("Plumbers margin",3) | % | =SubTotal(G1:G4) | 1 | =PRODUCT(C5*E5,F5) | =G5
B |  | Labour assumed to be
B |  | halfway between pvc & copper
I | T27.38.329 | Tee, plain | T27.38_PLU_Pipe WaterSupply
I | T27.38.333 | 25mm dia | T27.38_PLU_Pipe WaterSupply | No
B | GT25GALV | 25mm Malleable Tee Galv | 1 | No | =GetRate("PLU",$A1,2) | 1 | =PRODUCT(C1*E1,F1) | =G1
B | GB25 | 25mm Galv Mal Backnut | 1 | No | =GetRate("PLU",$A2,2) | 1 | =PRODUCT(C2*E2,F2) | =G2
B |  | Discount at 20% | =GetValue("Discount PLU Galv",3) | % | =SubTotal(G1:G2) | 1 | =PRODUCT(C3*E3,F3) | =G3
B |  | Waste and Fixings | =GetValue("Waste 5%",3) | % | =SubTotal(G1:G3) | 1 | =PRODUCT(C4*E4,F4) | =G4
B | Plumber | Plumber | 0.14 | hrs | =GetRate("LAB1",$A5,2) | 1 | =PRODUCT(C5*E5,F5) | =G5
B |  | Margin | =GetValue("Plumbers margin",3) | % | =SubTotal(G1:G5) | 1 | =PRODUCT(C6*E6,F6) | =G6
B |  | Labour assumed to be
B |  | halfway between pvc & copper
I | T27.38.337 | 32mm dia | T27.38_PLU_Pipe WaterSupply | No
B | GT32GALV | 32mm Malleable Tee Galv | 1 | No | =GetRate("PLU",$A1,2) | 1 | =PRODUCT(C1*E1,F1) | =G1
B | GB32 | 32mm Galv Mal Backnut | 1 | No | =GetRate("PLU",$A2,2) | 1 | =PRODUCT(C2*E2,F2) | =G2
B |  | Discount at 20% | =GetValue("Discount PLU Galv",3) | % | =SubTotal(G1:G2) | 1 | =PRODUCT(C3*E3,F3) | =G3
B |  | Waste and Fixings | =GetValue("Waste 5%",3) | % | =SubTotal(G1:G3) | 1 | =PRODUCT(C4*E4,F4) | =G4
B | Plumber | Plumber | 0.15 | hrs | =GetRate("LAB1",$A5,2) | 1 | =PRODUCT(C5*E5,F5) | =G5
B |  | Margin | =GetValue("Plumbers margin",3) | % | =SubTotal(G1:G5) | 1 | =PRODUCT(C6*E6,F6) | =G6
B |  | Labour assumed to be
B |  | halfway between pvc & copper
I | T27.38.341 | 40mm dia | T27.38_PLU_Pipe WaterSupply | No
B | GT40GALV | 40mm Malleable Tee Galv | 1 | No | =GetRate("PLU",$A1,2) | 1 | =PRODUCT(C1*E1,F1) | =G1
B | GB40 | 40mm Galv Mal Backnut | 1 | No | =GetRate("PLU",$A2,2) | 1 | =PRODUCT(C2*E2,F2) | =G2
B |  | Discount at 20% | =GetValue("Discount PLU Galv",3) | % | =SubTotal(G1:G2) | 1 | =PRODUCT(C3*E3,F3) | =G3
B |  | Waste and Fixings | =GetValue("Waste 5%",3) | % | =SubTotal(G1:G3) | 1 | =PRODUCT(C4*E4,F4) | =G4
B | Plumber | Plumber | 0.17 | hrs | =GetRate("LAB1",$A5,2) | 1 | =PRODUCT(C5*E5,F5) | =G5
B |  | Margin | =GetValue("Plumbers margin",3) | % | =SubTotal(G1:G5) | 1 | =PRODUCT(C6*E6,F6) | =G6
B |  | Plain elbow at 2 per 5 = 2/5 0r 0.40/m
B |  | Backnut, 2 per 5m = 0.40 backnut per m
B |  | Labour assumed to be
B |  | halfway between pvc & copper
I | T27.38.345 | 50mm dia | T27.38_PLU_Pipe WaterSupply | No
B | GT50GALV | 50mm Malleable Tee Galv | 1 | No | =GetRate("PLU",$A1,2) | 1 | =PRODUCT(C1*E1,F1) | =G1
B | GB50 | 50mm Galv Mal Backnut | 1 | No | =GetRate("PLU",$A2,2) | 1 | =PRODUCT(C2*E2,F2) | =G2
B |  | Discount at 20% | =GetValue("Discount PLU Galv",3) | % | =SubTotal(G1:G2) | 1 | =PRODUCT(C3*E3,F3) | =G3
B |  | Waste and Fixings | =GetValue("Waste 5%",3) | % | =SubTotal(G1:G3) | 1 | =PRODUCT(C4*E4,F4) | =G4
B | Plumber | Plumber | 0.22 | hrs | =GetRate("LAB1",$A5,2) | 1 | =PRODUCT(C5*E5,F5) | =G5
B |  | Margin | =GetValue("Plumbers margin",3) | % | =SubTotal(G1:G5) | 1 | =PRODUCT(C6*E6,F6) | =G6
B |  | Labour assumed to be
B |  | halfway between pvc & copper
I | T27.38.349 | 65mm dia | T27.38_PLU_Pipe WaterSupply | No
B | GT65GALV | 65mm Malleable Tee Galv | 1 | No | =GetRate("PLU",$A1,2) | 1 | =PRODUCT(C1*E1,F1) | =G1
B |  | Discount at 20% | =GetValue("Discount PLU Galv",3) | % | =SubTotal(G1:G1) | 1 | =PRODUCT(C2*E2,F2) | =G2
B |  | Waste and Fixings | =GetValue("Waste 5%",3) | % | =SubTotal(G1:G2) | 1 | =PRODUCT(C3*E3,F3) | =G3
B | Plumber | Plumber | 0.27 | hrs | =GetRate("LAB1",$A4,2) | 1 | =PRODUCT(C4*E4,F4) | =G4
B |  | Margin | =GetValue("Plumbers margin",3) | % | =SubTotal(G1:G4) | 1 | =PRODUCT(C5*E5,F5) | =G5
B |  | Labour assumed to be
B |  | halfway between pvc & copper
I | T27.38.353 | 80mm dia | T27.38_PLU_Pipe WaterSupply | No
B | GT80GALV | 80mm Malleable Tee Galv | 1 | No | =GetRate("PLU",$A1,2) | 1 | =PRODUCT(C1*E1,F1) | =G1
B |  | Discount at 20% | =GetValue("Discount PLU Galv",3) | % | =SubTotal(G1:G1) | 1 | =PRODUCT(C2*E2,F2) | =G2
B |  | Waste and Fixings | =GetValue("Waste 5%",3) | % | =SubTotal(G1:G2) | 1 | =PRODUCT(C3*E3,F3) | =G3
B | Plumber | Plumber | 0.3 | hrs | =GetRate("LAB1",$A4,2) | 1 | =PRODUCT(C4*E4,F4) | =G4
B |  | Margin | =GetValue("Plumbers margin",3) | % | =SubTotal(G1:G4) | 1 | =PRODUCT(C5*E5,F5) | =G5
B |  | Labour assumed to be
B |  | halfway between pvc & copper
I | T27.38.357 | 100mm dia | T27.38_PLU_Pipe WaterSupply | No
B | GT100GALV | 100mm Malleable Tee Galv | 1 | No | =GetRate("PLU",$A1,2) | 1 | =PRODUCT(C1*E1,F1) | =G1
B |  | Discount at 20% | =GetValue("Discount PLU Galv",3) | % | =SubTotal(G1:G1) | 1 | =PRODUCT(C2*E2,F2) | =G2
B |  | Waste and Fixings | =GetValue("Waste 5%",3) | % | =SubTotal(G1:G2) | 1 | =PRODUCT(C3*E3,F3) | =G3
B | Plumber | Plumber | 0.34 | hrs | =GetRate("LAB1",$A4,2) | 1 | =PRODUCT(C4*E4,F4) | =G4
B |  | Margin | =GetValue("Plumbers margin",3) | % | =SubTotal(G1:G4) | 1 | =PRODUCT(C5*E5,F5) | =G5
B |  | Labour assumed to be
B |  | halfway between pvc & copper
I | T27.38.361 | Tee, cross | T27.38_PLU_Pipe WaterSupply
I | T27.38.365 | 25mm dia | T27.38_PLU_Pipe WaterSupply | No
B | GX25 | 25mm Galv Mal Cross | 1 | No | =GetRate("PLU",$A1,2) | 1 | =PRODUCT(C1*E1,F1) | =G1
B | GB25 | 25mm Galv Mal Backnut | 2 | No | =GetRate("PLU",$A2,2) | 1 | =PRODUCT(C2*E2,F2) | =G2
B |  | Discount at 20% | =GetValue("Discount PLU Galv",3) | % | =SubTotal(G1:G2) | 1 | =PRODUCT(C3*E3,F3) | =G3
B |  | Waste and Fixings | =GetValue("Waste 5%",3) | % | =SubTotal(G1:G3) | 1 | =PRODUCT(C4*E4,F4) | =G4
B | Plumber | Plumber | 0.16 | hrs | =GetRate("LAB1",$A5,2) | 1 | =PRODUCT(C5*E5,F5) | =G5
B |  | Margin | =GetValue("Plumbers margin",3) | % | =SubTotal(G1:G5) | 1 | =PRODUCT(C6*E6,F6) | =G6
B |  | Labour assumed to be
B |  | halfway between pvc & copper
I | T27.38.369 | 32mm dia | T27.38_PLU_Pipe WaterSupply | No
B | GX32 | 32mm Galv Mal Cross | 1 | No | =GetRate("PLU",$A1,2) | 1 | =PRODUCT(C1*E1,F1) | =G1
B | GB32 | 32mm Galv Mal Backnut | 2 | No | =GetRate("PLU",$A2,2) | 1 | =PRODUCT(C2*E2,F2) | =G2
B |  | Discount at 20% | =GetValue("Discount PLU Galv",3) | % | =SubTotal(G1:G2) | 1 | =PRODUCT(C3*E3,F3) | =G3
B |  | Waste and Fixings | =GetValue("Waste 5%",3) | % | =SubTotal(G1:G3) | 1 | =PRODUCT(C4*E4,F4) | =G4
B | Plumber | Plumber | 0.17 | hrs | =GetRate("LAB1",$A5,2) | 1 | =PRODUCT(C5*E5,F5) | =G5
B |  | Margin | =GetValue("Plumbers margin",3) | % | =SubTotal(G1:G5) | 1 | =PRODUCT(C6*E6,F6) | =G6
B |  | Labour assumed to be
B |  | halfway between pvc & copper
I | T27.38.373 | 40mm dia | T27.38_PLU_Pipe WaterSupply | No
B | GX40 | 40mm Galv Mal Cross | 1 | No | =GetRate("PLU",$A1,2) | 1 | =PRODUCT(C1*E1,F1) | =G1
B | GB40 | 40mm Galv Mal Backnut | 2 | No | =GetRate("PLU",$A2,2) | 1 | =PRODUCT(C2*E2,F2) | =G2
B |  | Discount at 20% | =GetValue("Discount PLU Galv",3) | % | =SubTotal(G1:G2) | 1 | =PRODUCT(C3*E3,F3) | =G3
B |  | Waste and Fixings | =GetValue("Waste 5%",3) | % | =SubTotal(G1:G3) | 1 | =PRODUCT(C4*E4,F4) | =G4
B | Plumber | Plumber | 0.19 | hrs | =GetRate("LAB1",$A5,2) | 1 | =PRODUCT(C5*E5,F5) | =G5
B |  | Margin | =GetValue("Plumbers margin",3) | % | =SubTotal(G1:G5) | 1 | =PRODUCT(C6*E6,F6) | =G6
B |  | Labour assumed to be
B |  | halfway between pvc & copper
I | T27.38.377 | 50mm dia | T27.38_PLU_Pipe WaterSupply | No
B | GX50 | 50mm Galv Mal Cross | 1 | No | =GetRate("PLU",$A1,2) | 1 | =PRODUCT(C1*E1,F1) | =G1
B | GB50 | 50mm Galv Mal Backnut | 2 | No | =GetRate("PLU",$A2,2) | 1 | =PRODUCT(C2*E2,F2) | =G2
B |  | Discount at 20% | =GetValue("Discount PLU Galv",3) | % | =SubTotal(G1:G2) | 1 | =PRODUCT(C3*E3,F3) | =G3
B |  | Waste and Fixings | =GetValue("Waste 5%",3) | % | =SubTotal(G1:G3) | 1 | =PRODUCT(C4*E4,F4) | =G4
B | Plumber | Plumber | 0.24 | hrs | =GetRate("LAB1",$A5,2) | 1 | =PRODUCT(C5*E5,F5) | =G5
B |  | Margin | =GetValue("Plumbers margin",3) | % | =SubTotal(G1:G5) | 1 | =PRODUCT(C6*E6,F6) | =G6
B |  | Labour assumed to be
B |  | halfway between pvc & copper
I | T27.38.381 | <b>Buteline Polybutylene Pipe</b> | T27.38_PLU_Pipe WaterSupply
I | T27.38.385 | 15mm dia, allows 3 fittings per 5m | T27.38_PLU_Pipe WaterSupply | m
B | BUTBL15 | 15mm 5m Bute BL15 Strgt Pipe | 1 | lg | =GetRate("PLU",$A1,2) | 0.2 | =PRODUCT(C1*E1,F1) | =G1
B | BUTE15 | 15mm Bute E15 Elbow | 0.4 | No | =GetRate("PLU",$A2,2) | 1 | =PRODUCT(C2*E2,F2) | =G2
B | BUTS15 | 15mm Bute S15 Stgt Coupling | 0.2 | No | =GetRate("PLU",$A3,2) | 1 | =PRODUCT(C3*E3,F3) | =G3
B | BUTBA15 | 15mm Bute BA15 Pipe Clip | 1.6667 | No | =GetRate("PLU",$A4,2) | 1 | =PRODUCT(C4*E4,F4) | =G4
B |  | Discount at 20% | =GetValue("Discount PLU PVC",3) | % | =SubTotal(G1:G4) | 1 | =PRODUCT(C5*E5,F5) | =G5
B |  | Waste, tools and fixings | =GetValue("Waste 15%",3) | % | =SubTotal(G1:G5) | 1 | =PRODUCT(C6*E6,F6) | =G6
B | Plumber | Plumber | 0.13 | hrs | =GetRate("LAB1",$A7,2) | 1 | =PRODUCT(C7*E7,F7) | =G7
B |  | Margin | =GetValue("Plumbers margin",3) | % | =SubTotal(G1:G7) | 1 | =PRODUCT(C8*E8,F8) | =G8
B |  | Plain bend at 2 per 5 = 2/5 0r 0.40/m
B |  | Straight connector, 1 per 5m = 0.20 per m
B |  | Hose clip at 600cc =1/0.60
I | T27.38.389 | 20mm dia, allows 3 fittings per 5m | T27.38_PLU_Pipe WaterSupply | m
B | BUTBL20 | 20mm 5m Bute BL20 Strgt Pipe | 1 | lg | =GetRate("PLU",$A1,2) | 0.2 | =PRODUCT(C1*E1,F1) | =G1
B | BUTE20 | 20mm Bute E20 Elbow | 0.4 | No | =GetRate("PLU",$A2,2) | 1 | =PRODUCT(C2*E2,F2) | =G2
B | BUTS20 | 20mm Bute S20 Stgt Coupling | 0.2 | No | =GetRate("PLU",$A3,2) | 1 | =PRODUCT(C3*E3,F3) | =G3
B | BUTBA20 | 20mm Bute BA20 Pipe Clip | 1.6667 | No | =GetRate("PLU",$A4,2) | 1 | =PRODUCT(C4*E4,F4) | =G4
B |  | Discount at 20% | =GetValue("Discount PLU PVC",3) | % | =SubTotal(G1:G4) | 1 | =PRODUCT(C5*E5,F5) | =G5
B |  | Waste, tools and fixings | =GetValue("Waste 15%",3) | % | =SubTotal(G1:G5) | 1 | =PRODUCT(C6*E6,F6) | =G6
B | Plumber | Plumber | 0.13 | hrs | =GetRate("LAB1",$A7,2) | 1 | =PRODUCT(C7*E7,F7) | =G7
B |  | Margin | =GetValue("Plumbers margin",3) | % | =SubTotal(G1:G7) | 1 | =PRODUCT(C8*E8,F8) | =G8
B |  | Plain bend at 2 per 5 = 2/5 0r 0.40/m
B |  | Straight connector, 1 per 5m = 0.20 per m
B |  | Hose clip at 600cc =1/0.60
I | T27.38.393 | Elbow | T27.38_PLU_Pipe WaterSupply
I | T27.38.397 | 15mm dia | T27.38_PLU_Pipe WaterSupply | No
B | BUTE15 | 15mm Bute E15 Elbow | 1 | No | =GetRate("PLU",$A1,2) | 1 | =PRODUCT(C1*E1,F1) | =G1
B | BUTBA15 | 15mm Bute BA15 Pipe Clip | 1 | No | =GetRate("PLU",$A2,2) | 1 | =PRODUCT(C2*E2,F2) | =G2
B |  | Discount at 20% | =GetValue("Discount PLU PVC",3) | % | =SubTotal(G1:G2) | 1 | =PRODUCT(C3*E3,F3) | =G3
B |  | Waste, tools and fixings | =GetValue("Waste 15%",3) | % | =SubTotal(G1:G3) | 1 | =PRODUCT(C4*E4,F4) | =G4
B | Plumber | Plumber | 0.1 | hrs | =GetRate("LAB1",$A5,2) | 1 | =PRODUCT(C5*E5,F5) | =G5
B |  | Margin | =GetValue("Plumbers margin",3) | % | =SubTotal(G1:G5) | 1 | =PRODUCT(C6*E6,F6) | =G6
I | T27.38.401 | 20mm dia | T27.38_PLU_Pipe WaterSupply | No
B | BUTE20 | 20mm Bute E20 Elbow | 1 | No | =GetRate("PLU",$A1,2) | 1 | =PRODUCT(C1*E1,F1) | =G1
B | BUTBA20 | 20mm Bute BA20 Pipe Clip | 1 | No | =GetRate("PLU",$A2,2) | 1 | =PRODUCT(C2*E2,F2) | =G2
B |  | Discount at 20% | =GetValue("Discount PLU PVC",3) | % | =SubTotal(G1:G2) | 1 | =PRODUCT(C3*E3,F3) | =G3
B |  | Waste, tools and fixings | =GetValue("Waste 15%",3) | % | =SubTotal(G1:G3) | 1 | =PRODUCT(C4*E4,F4) | =G4
B | Plumber | Plumber | 0.1 | hrs | =GetRate("LAB1",$A5,2) | 1 | =PRODUCT(C5*E5,F5) | =G5
B |  | Margin | =GetValue("Plumbers margin",3) | % | =SubTotal(G1:G5) | 1 | =PRODUCT(C6*E6,F6) | =G6
I | T27.38.405 | Wingback elbow | T27.38_PLU_Pipe WaterSupply
I | T27.38.409 | 15mm dia | T27.38_PLU_Pipe WaterSupply | No
B | BUTWE15 | 15mm Bute WE15 Wingback Elbow | 1 | No | =GetRate("PLU",$A1,2) | 1 | =PRODUCT(C1*E1,F1) | =G1
B | BUTBA15 | 15mm Bute BA15 Pipe Clip | 1 | No | =GetRate("PLU",$A2,2) | 1 | =PRODUCT(C2*E2,F2) | =G2
B |  | Discount at 20% | =GetValue("Discount PLU PVC",3) | % | =SubTotal(G1:G2) | 1 | =PRODUCT(C3*E3,F3) | =G3
B |  | Waste, tools and fixings | =GetValue("Waste 15%",3) | % | =SubTotal(G1:G3) | 1 | =PRODUCT(C4*E4,F4) | =G4
B | Plumber | Plumber | 0.1 | hrs | =GetRate("LAB1",$A5,2) | 1 | =PRODUCT(C5*E5,F5) | =G5
B |  | Margin | =GetValue("Plumbers margin",3) | % | =SubTotal(G1:G5) | 1 | =PRODUCT(C6*E6,F6) | =G6
I | T27.38.413 | 20mm dia | T27.38_PLU_Pipe WaterSupply | No
B | BUTE20 | 20mm Bute E20 Elbow | 1 | No | =GetRate("PLU",$A1,2) | 1 | =PRODUCT(C1*E1,F1) | =G1
B | BUTBA20 | 20mm Bute BA20 Pipe Clip | 1 | No | =GetRate("PLU",$A2,2) | 1 | =PRODUCT(C2*E2,F2) | =G2
B |  | Discount at 20% | =GetValue("Discount PLU PVC",3) | % | =SubTotal(G1:G2) | 1 | =PRODUCT(C3*E3,F3) | =G3
B |  | Waste, tools and fixings | =GetValue("Waste 15%",3) | % | =SubTotal(G1:G3) | 1 | =PRODUCT(C4*E4,F4) | =G4
B | Plumber | Plumber | 0.1 | hrs | =GetRate("LAB1",$A5,2) | 1 | =PRODUCT(C5*E5,F5) | =G5
B |  | Margin | =GetValue("Plumbers margin",3) | % | =SubTotal(G1:G5) | 1 | =PRODUCT(C6*E6,F6) | =G6
I | T27.38.417 | Tee | T27.38_PLU_Pipe WaterSupply
I | T27.38.421 | 15mm dia | T27.38_PLU_Pipe WaterSupply | No
B | BUTT15 | 15mm Bute T15 Tee | 1 | No | =GetRate("PLU",$A1,2) | 1 | =PRODUCT(C1*E1,F1) | =G1
B | BUTBA15 | 15mm Bute BA15 Pipe Clip | 1 | No | =GetRate("PLU",$A2,2) | 1 | =PRODUCT(C2*E2,F2) | =G2
B |  | Discount at 20% | =GetValue("Discount PLU PVC",3) | % | =SubTotal(G1:G2) | 1 | =PRODUCT(C3*E3,F3) | =G3
B |  | Waste, tools and fixings | =GetValue("Waste 15%",3) | % | =SubTotal(G1:G3) | 1 | =PRODUCT(C4*E4,F4) | =G4
B | Plumber | Plumber | 0.1 | hrs | =GetRate("LAB1",$A5,2) | 1 | =PRODUCT(C5*E5,F5) | =G5
B |  | Margin | =GetValue("Plumbers margin",3) | % | =SubTotal(G1:G5) | 1 | =PRODUCT(C6*E6,F6) | =G6
I | T27.38.425 | 20mm dia | T27.38_PLU_Pipe WaterSupply | No
B | BUTT20 | 20mm Bute T20 Tee | 1 | No | =GetRate("PLU",$A1,2) | 1 | =PRODUCT(C1*E1,F1) | =G1
B | BUTBA20 | 20mm Bute BA20 Pipe Clip | 1 | No | =GetRate("PLU",$A2,2) | 1 | =PRODUCT(C2*E2,F2) | =G2
B |  | Discount at 20% | =GetValue("Discount PLU PVC",3) | % | =SubTotal(G1:G2) | 1 | =PRODUCT(C3*E3,F3) | =G3
B |  | Waste, tools and fixings | =GetValue("Waste 15%",3) | % | =SubTotal(G1:G3) | 1 | =PRODUCT(C4*E4,F4) | =G4
B | Plumber | Plumber | 0.1 | hrs | =GetRate("LAB1",$A5,2) | 1 | =PRODUCT(C5*E5,F5) | =G5
B |  | Margin | =GetValue("Plumbers margin",3) | % | =SubTotal(G1:G5) | 1 | =PRODUCT(C6*E6,F6) | =G6
I | T27.38.429 | Inline coupling | T27.38_PLU_Pipe WaterSupply
I | T27.38.433 | 15mm dia | T27.38_PLU_Pipe WaterSupply | No
B | BUTS15 | 15mm Bute S15 Stgt Coupling | 1 | No | =GetRate("PLU",$A1,2) | 1 | =PRODUCT(C1*E1,F1) | =G1
B | BUTBA15 | 15mm Bute BA15 Pipe Clip | 1 | No | =GetRate("PLU",$A2,2) | 1 | =PRODUCT(C2*E2,F2) | =G2
B |  | Discount at 20% | =GetValue("Discount PLU PVC",3) | % | =SubTotal(G1:G2) | 1 | =PRODUCT(C3*E3,F3) | =G3
B |  | Waste, tools and fixings | =GetValue("Waste 15%",3) | % | =SubTotal(G1:G3) | 1 | =PRODUCT(C4*E4,F4) | =G4
B | Plumber | Plumber | 0.1 | hrs | =GetRate("LAB1",$A5,2) | 1 | =PRODUCT(C5*E5,F5) | =G5
B |  | Margin | =GetValue("Plumbers margin",3) | % | =SubTotal(G1:G5) | 1 | =PRODUCT(C6*E6,F6) | =G6
I | T27.38.437 | 20mm dia | T27.38_PLU_Pipe WaterSupply | No
B | BUTS20 | 20mm Bute S20 Stgt Coupling | 1 | No | =GetRate("PLU",$A1,2) | 1 | =PRODUCT(C1*E1,F1) | =G1
B | BUTBA20 | 20mm Bute BA20 Pipe Clip | 1 | No | =GetRate("PLU",$A2,2) | 1 | =PRODUCT(C2*E2,F2) | =G2
B |  | Discount at 20% | =GetValue("Discount PLU PVC",3) | % | =SubTotal(G1:G2) | 1 | =PRODUCT(C3*E3,F3) | =G3
B |  | Waste, tools and fixings | =GetValue("Waste 15%",3) | % | =SubTotal(G1:G3) | 1 | =PRODUCT(C4*E4,F4) | =G4
B | Plumber | Plumber | 0.1 | hrs | =GetRate("LAB1",$A5,2) | 1 | =PRODUCT(C5*E5,F5) | =G5
B |  | Margin | =GetValue("Plumbers margin",3) | % | =SubTotal(G1:G5) | 1 | =PRODUCT(C6*E6,F6) | =G6
I | T27.38.441 | <b>Polyethylene MD Pipe,</b> agricultural, 1 fitting per 25m | T27.38_PLU_Pipe WaterSupply
I | T27.38.449 | 25mm dia | T27.38_PLU_Pipe WaterSupply | m
B | 900A_25_9_100 | MDPE Oasis 25mm 9-Bar 100m (178psi) | 1 | m | =GetRate("PLU",$A1,2) | 0.01 | =PRODUCT(C1*E1,F1) | =G1
B | MM301_25 | 25(20)mm Metric MDPE Coupling | 0.04 | No | =GetRate("PLU",$A2,2) | 1 | =PRODUCT(C2*E2,F2) | =G2
B |  | Discount at 15% | =GetValue("Discount PLU PVC",3) | % | =SubTotal(G1:G2) | 1 | =PRODUCT(C3*E3,F3) | =G3
B |  | Waste, tools and fixings | =GetValue("Waste 15%",3) | % | =SubTotal(G1:G3) | 1 | =PRODUCT(C4*E4,F4) | =G4
B | Plumber | Plumber | 0.08 | hrs | =GetRate("LAB1",$A5,2) | 1 | =PRODUCT(C5*E5,F5) | =G5
B |  | Margin | =GetValue("Plumbers margin",3) | % | =SubTotal(G1:G5) | 1 | =PRODUCT(C6*E6,F6) | =G6
B |  | Coupler, 1 per 25m = 0.04 per m
B |  | Hose clip at 600cc =1/0.60
I | T27.38.453 | 32mm dia | T27.38_PLU_Pipe WaterSupply | m
B | 900A_32_9_100 | MDPE Oasis 32mm 9-Bar 100m (130psi) | 1 | m | =GetRate("PLU",$A1,2) | 0.01 | =PRODUCT(C1*E1,F1) | =G1
B | MM301_32 | 32(25)mm Metric MDPE Coupling | 0.04 | No | =GetRate("PLU",$A2,2) | 1 | =PRODUCT(C2*E2,F2) | =G2
B |  | Discount at 15% | =GetValue("Discount PLU PVC",3) | % | =SubTotal(G1:G2) | 1 | =PRODUCT(C3*E3,F3) | =G3
B |  | Waste, tools and fixings | =GetValue("Waste 15%",3) | % | =SubTotal(G1:G3) | 1 | =PRODUCT(C4*E4,F4) | =G4
B | Plumber | Plumber | 0.1 | hrs | =GetRate("LAB1",$A5,2) | 1 | =PRODUCT(C5*E5,F5) | =G5
B |  | Margin | =GetValue("Plumbers margin",3) | % | =SubTotal(G1:G5) | 1 | =PRODUCT(C6*E6,F6) | =G6
B |  | Coupler, 1 per 25m = 0.04 per m
B |  | Hose clip at 600cc =1/0.60
I | T27.38.457 | 40mm dia | T27.38_PLU_Pipe WaterSupply | m
B | 900A_40_9_100 | MDPE Oasis 40mm 9-Bar 100m (130psi) | 1 | m | =GetRate("PLU",$A1,2) | 0.01 | =PRODUCT(C1*E1,F1) | =G1
B | MM301_40 | 40(32)mm Metric MDPE Coupling | 0.04 | No | =GetRate("PLU",$A2,2) | 1 | =PRODUCT(C2*E2,F2) | =G2
B |  | Discount at 15% | =GetValue("Discount PLU PVC",3) | % | =SubTotal(G1:G2) | 1 | =PRODUCT(C3*E3,F3) | =G3
B |  | Waste, tools and fixings | =GetValue("Waste 15%",3) | % | =SubTotal(G1:G3) | 1 | =PRODUCT(C4*E4,F4) | =G4
B | Plumber | Plumber | 0.12 | hrs | =GetRate("LAB1",$A5,2) | 1 | =PRODUCT(C5*E5,F5) | =G5
B |  | Margin | =GetValue("Plumbers margin",3) | % | =SubTotal(G1:G5) | 1 | =PRODUCT(C6*E6,F6) | =G6
B |  | Coupler, 1 per 25m = 0.04 per m
B |  | Hose clip at 600cc =1/0.60
I | T27.38.461 | 50mm dia | T27.38_PLU_Pipe WaterSupply | m
B | 900A_50_9_100 | MDPE Oasis 50mm 9-Bar 100m (130psi) | 1 | m | =GetRate("PLU",$A1,2) | 0.01 | =PRODUCT(C1*E1,F1) | =G1
B | MM301_50 | 50(40)mm Metric MDPE Coupling | 0.04 | No | =GetRate("PLU",$A2,2) | 1 | =PRODUCT(C2*E2,F2) | =G2
B |  | Discount at 15% | =GetValue("Discount PLU PVC",3) | % | =SubTotal(G1:G2) | 1 | =PRODUCT(C3*E3,F3) | =G3
B |  | Waste, tools and fixings | =GetValue("Waste 15%",3) | % | =SubTotal(G1:G3) | 1 | =PRODUCT(C4*E4,F4) | =G4
B | Plumber | Plumber | 0.14 | hrs | =GetRate("LAB1",$A5,2) | 1 | =PRODUCT(C5*E5,F5) | =G5
B |  | Margin | =GetValue("Plumbers margin",3) | % | =SubTotal(G1:G5) | 1 | =PRODUCT(C6*E6,F6) | =G6
B |  | Coupler, 1 per 25m = 0.04 per m
B |  | Hose clip at 600cc =1/0.60
I | T27.38.465 | 63mm dia | T27.38_PLU_Pipe WaterSupply | m
B | 900A_63_9_100 | MDPE Oasis 63mm 9-Bar 100m (130psi) | 1 | m | =GetRate("PLU",$A1,2) | 0.01 | =PRODUCT(C1*E1,F1) | =G1
B | MM301_63 | 63(50)mm Metric MDPE Coupling | 0.04 | No | =GetRate("PLU",$A2,2) | 1 | =PRODUCT(C2*E2,F2) | =G2
B |  | Discount at 15% | =GetValue("Discount PLU PVC",3) | % | =SubTotal(G1:G2) | 1 | =PRODUCT(C3*E3,F3) | =G3
B |  | Waste, tools and fixings | =GetValue("Waste 15%",3) | % | =SubTotal(G1:G3) | 1 | =PRODUCT(C4*E4,F4) | =G4
B | Plumber | Plumber | 0.14 | hrs | =GetRate("LAB1",$A5,2) | 1 | =PRODUCT(C5*E5,F5) | =G5
B |  | Margin | =GetValue("Plumbers margin",3) | % | =SubTotal(G1:G5) | 1 | =PRODUCT(C6*E6,F6) | =G6
B |  | Coupler, 1 per 25m = 0.04 per m
B |  | Hose clip at 600cc =1/0.60
I | T27.38.469 | Elbow or in-line coupling, screw fitting | T27.38_PLU_Pipe WaterSupply
I | T27.38.477 | 25mm dia | T27.38_PLU_Pipe WaterSupply | No
B | MM308_25 | 25(20)mm Metric MDPE 90 Elbow | 1 | No | =GetRate("PLU",$A1,2) | 1 | =PRODUCT(C1*E1,F1) | =G1
B |  | Discount at 15% | =GetValue("Discount PLU PVC",3) | % | =SubTotal(G1:G1) | 1 | =PRODUCT(C2*E2,F2) | =G2
B |  | Waste, tools and fixings | =GetValue("Waste 15%",3) | % | =SubTotal(G1:G2) | 1 | =PRODUCT(C3*E3,F3) | =G3
B | Plumber | Plumber | 0.05 | hrs | =GetRate("LAB1",$A4,2) | 1 | =PRODUCT(C4*E4,F4) | =G4
B |  | Margin | =GetValue("Plumbers margin",3) | % | =SubTotal(G1:G4) | 1 | =PRODUCT(C5*E5,F5) | =G5
B |  | Coupler, 1 per 25m = 0.04 per m
B |  | Hose clip at 600cc =1/0.60
I | T27.38.481 | 32mm dia | T27.38_PLU_Pipe WaterSupply | No
B | MM308_32 | 32(25)mm Metric MDPE 90 Elbow | 1 | No | =GetRate("PLU",$A1,2) | 1 | =PRODUCT(C1*E1,F1) | =G1
B |  | Discount at 15% | =GetValue("Discount PLU PVC",3) | % | =SubTotal(G1:G1) | 1 | =PRODUCT(C2*E2,F2) | =G2
B |  | Waste, tools and fixings | =GetValue("Waste 15%",3) | % | =SubTotal(G1:G2) | 1 | =PRODUCT(C3*E3,F3) | =G3
B | Plumber | Plumber | 0.06 | hrs | =GetRate("LAB1",$A4,2) | 1 | =PRODUCT(C4*E4,F4) | =G4
B |  | Margin | =GetValue("Plumbers margin",3) | % | =SubTotal(G1:G4) | 1 | =PRODUCT(C5*E5,F5) | =G5
B |  | Coupler, 1 per 25m = 0.04 per m
B |  | Hose clip at 600cc =1/0.60
I | T27.38.485 | 40mm dia | T27.38_PLU_Pipe WaterSupply | No
B | MM308_40 | 40(32)mm Metric MDPE 90 Elbow | 1 | No | =GetRate("PLU",$A1,2) | 1 | =PRODUCT(C1*E1,F1) | =G1
B |  | Discount at 15% | =GetValue("Discount PLU PVC",3) | % | =SubTotal(G1:G1) | 1 | =PRODUCT(C2*E2,F2) | =G2
B |  | Waste, tools and fixings | =GetValue("Waste 15%",3) | % | =SubTotal(G1:G2) | 1 | =PRODUCT(C3*E3,F3) | =G3
B | Plumber | Plumber | 0.06 | hrs | =GetRate("LAB1",$A4,2) | 1 | =PRODUCT(C4*E4,F4) | =G4
B |  | Margin | =GetValue("Plumbers margin",3) | % | =SubTotal(G1:G4) | 1 | =PRODUCT(C5*E5,F5) | =G5
B |  | Coupler, 1 per 25m = 0.04 per m
B |  | Hose clip at 600cc =1/0.60
I | T27.38.489 | 50mm dia | T27.38_PLU_Pipe WaterSupply | No
B | MM308_50 | 50(40)mm Metric MDPE 90 Elbow | 1 | No | =GetRate("PLU",$A1,2) | 1 | =PRODUCT(C1*E1,F1) | =G1
B |  | Discount at 15% | =GetValue("Discount PLU PVC",3) | % | =SubTotal(G1:G1) | 1 | =PRODUCT(C2*E2,F2) | =G2
B |  | Waste, tools and fixings | =GetValue("Waste 15%",3) | % | =SubTotal(G1:G2) | 1 | =PRODUCT(C3*E3,F3) | =G3
B | Plumber | Plumber | 0.07 | hrs | =GetRate("LAB1",$A4,2) | 1 | =PRODUCT(C4*E4,F4) | =G4
B |  | Margin | =GetValue("Plumbers margin",3) | % | =SubTotal(G1:G4) | 1 | =PRODUCT(C5*E5,F5) | =G5
B |  | Coupler, 1 per 25m = 0.04 per m
B |  | Hose clip at 600cc =1/0.60
I | T27.38.493 | 63mm dia | T27.38_PLU_Pipe WaterSupply | No
B | MM308_63 | 63(50)mm Metric MDPE 90 Elbow | 1 | No | =GetRate("PLU",$A1,2) | 1 | =PRODUCT(C1*E1,F1) | =G1
B |  | Discount at 15% | =GetValue("Discount PLU PVC",3) | % | =SubTotal(G1:G1) | 1 | =PRODUCT(C2*E2,F2) | =G2
B |  | Waste, tools and fixings | =GetValue("Waste 15%",3) | % | =SubTotal(G1:G2) | 1 | =PRODUCT(C3*E3,F3) | =G3
B | Plumber | Plumber | 0.08 | hrs | =GetRate("LAB1",$A4,2) | 1 | =PRODUCT(C4*E4,F4) | =G4
B |  | Margin | =GetValue("Plumbers margin",3) | % | =SubTotal(G1:G4) | 1 | =PRODUCT(C5*E5,F5) | =G5
B |  | Coupler, 1 per 25m = 0.04 per m
B |  | Hose clip at 600cc =1/0.60
I | T27.38.497 | Tee, screw fitting | T27.38_PLU_Pipe WaterSupply
I | T27.38.505 | 25mm dia | T27.38_PLU_Pipe WaterSupply | No
B | MM305_25 | 25(20)mm Metric MDPE Tee | 1 | No | =GetRate("PLU",$A1,2) | 1 | =PRODUCT(C1*E1,F1) | =G1
B |  | Discount at 15% | =GetValue("Discount PLU PVC",3) | % | =SubTotal(G1:G1) | 1 | =PRODUCT(C2*E2,F2) | =G2
B |  | Waste, tools and fixings | =GetValue("Waste 15%",3) | % | =SubTotal(G1:G2) | 1 | =PRODUCT(C3*E3,F3) | =G3
B | Plumber | Plumber | 0.07 | hrs | =GetRate("LAB1",$A4,2) | 1 | =PRODUCT(C4*E4,F4) | =G4
B |  | Margin | =GetValue("Plumbers margin",3) | % | =SubTotal(G1:G4) | 1 | =PRODUCT(C5*E5,F5) | =G5
B |  | Coupler, 1 per 25m = 0.04 per m
B |  | Hose clip at 600cc =1/0.60
I | T27.38.509 | 32mm dia | T27.38_PLU_Pipe WaterSupply | No
B | MM305_32 | 32mm(25) Metric MDPE Tee | 1 | No | =GetRate("PLU",$A1,2) | 1 | =PRODUCT(C1*E1,F1) | =G1
B |  | Discount at 15% | =GetValue("Discount PLU PVC",3) | % | =SubTotal(G1:G1) | 1 | =PRODUCT(C2*E2,F2) | =G2
B |  | Waste, tools and fixings | =GetValue("Waste 15%",3) | % | =SubTotal(G1:G2) | 1 | =PRODUCT(C3*E3,F3) | =G3
B | Plumber | Plumber | 0.08 | hrs | =GetRate("LAB1",$A4,2) | 1 | =PRODUCT(C4*E4,F4) | =G4
B |  | Margin | =GetValue("Plumbers margin",3) | % | =SubTotal(G1:G4) | 1 | =PRODUCT(C5*E5,F5) | =G5
B |  | Coupler, 1 per 25m = 0.04 per m
B |  | Hose clip at 600cc =1/0.60
I | T27.38.513 | 40mm dia | T27.38_PLU_Pipe WaterSupply | No
B | MM305_40 | 40mm(32) Metric MDPE Tee | 1 | No | =GetRate("PLU",$A1,2) | 1 | =PRODUCT(C1*E1,F1) | =G1
B |  | Discount at 15% | =GetValue("Discount PLU PVC",3) | % | =SubTotal(G1:G1) | 1 | =PRODUCT(C2*E2,F2) | =G2
B |  | Waste, tools and fixings | =GetValue("Waste 15%",3) | % | =SubTotal(G1:G2) | 1 | =PRODUCT(C3*E3,F3) | =G3
B | Plumber | Plumber | 0.08 | hrs | =GetRate("LAB1",$A4,2) | 1 | =PRODUCT(C4*E4,F4) | =G4
B |  | Margin | =GetValue("Plumbers margin",3) | % | =SubTotal(G1:G4) | 1 | =PRODUCT(C5*E5,F5) | =G5
B |  | Coupler, 1 per 25m = 0.04 per m
B |  | Hose clip at 600cc =1/0.60
I | T27.38.517 | 50mm dia | T27.38_PLU_Pipe WaterSupply | No
B | MM305_50 | 50mm(40) Metric MDPE Tee | 1 | No | =GetRate("PLU",$A1,2) | 1 | =PRODUCT(C1*E1,F1) | =G1
B |  | Discount at 15% | =GetValue("Discount PLU PVC",3) | % | =SubTotal(G1:G1) | 1 | =PRODUCT(C2*E2,F2) | =G2
B |  | Waste, tools and fixings | =GetValue("Waste 15%",3) | % | =SubTotal(G1:G2) | 1 | =PRODUCT(C3*E3,F3) | =G3
B | Plumber | Plumber | 0.1 | hrs | =GetRate("LAB1",$A4,2) | 1 | =PRODUCT(C4*E4,F4) | =G4
B |  | Margin | =GetValue("Plumbers margin",3) | % | =SubTotal(G1:G4) | 1 | =PRODUCT(C5*E5,F5) | =G5
B |  | Coupler, 1 per 25m = 0.04 per m
B |  | Hose clip at 600cc =1/0.60
I | T27.38.521 | 63mm dia | T27.38_PLU_Pipe WaterSupply | No
B | MM305_63 | 63mm(50) Metric MDPE Tee | 1 | No | =GetRate("PLU",$A1,2) | 1 | =PRODUCT(C1*E1,F1) | =G1
B |  | Discount at 15% | =GetValue("Discount PLU PVC",3) | % | =SubTotal(G1:G1) | 1 | =PRODUCT(C2*E2,F2) | =G2
B |  | Waste, tools and fixings | =GetValue("Waste 15%",3) | % | =SubTotal(G1:G2) | 1 | =PRODUCT(C3*E3,F3) | =G3
B | Plumber | Plumber | 0.12 | hrs | =GetRate("LAB1",$A4,2) | 1 | =PRODUCT(C4*E4,F4) | =G4
B |  | Margin | =GetValue("Plumbers margin",3) | % | =SubTotal(G1:G4) | 1 | =PRODUCT(C5*E5,F5) | =G5
B |  | Coupler, 1 per 25m = 0.04 per m
B |  | Hose clip at 600cc =1/0.60
I | T27.38.525 | <b>Fusiolen PP-R polypropylene pipe</b> | T27.38_PLU_Pipe WaterSupply
I | T27.38.529 | <b>aquatherm SDR 7.4 hot and cold pipe</b> | T27.38_PLU_Pipe WaterSupply
I | T27.38.533 | 20mm OD, 14mm ID, 3 fittings/5m | T27.38_PLU_Pipe WaterSupply | m
B | FP10808 | aquatherm PP 10808 SDR7 Pipe PN16 20mm 4m | 1 | lg | =GetRate("PLU",$A1,2) | 0.25 | =PRODUCT(C1*E1,F1) | =G1
B | FP12108 | aquatherm PP 12108 Elbow 90' F/F 20mm | 0.4 | ea | =GetRate("PLU",$A2,2) | 1 | =PRODUCT(C2*E2,F2) | =G2
B | FP13108 | aquatherm PP 13108 Tee 20mm | 0.2 | ea | =GetRate("PLU",$A3,2) | 1 | =PRODUCT(C3*E3,F3) | =G3
B | FP60620 | aquatherm 20mm Plastic Pipe Clips | 1.6667 | ea | =GetRate("PLU",$A4,2) | 1 | =PRODUCT(C4*E4,F4) | =G4
B |  | Discount | =GetValue("Discount PLU PPR",3) | % | =SubTotal(G1:G4) | 1 | =PRODUCT(C5*E5,F5) | =G5
B |  | Waste and Fixings | =GetValue("Waste 20%",3) | % | =SubTotal(G1:G5) | 1 | =PRODUCT(C6*E6,F6) | =G6
B | Plumber | Plumber | 0.33 | hrs | =GetRate("LAB1",$A7,2) | 1 | =PRODUCT(C7*E7,F7) | =G7
B | Plumber | Plumber | 0.1 | hrs | =GetRate("LAB1",$A8,2) | 0.4 | =PRODUCT(C8*E8,F8) | =G8
B | Plumber | Plumber | 0.14 | hrs | =GetRate("LAB1",$A9,2) | 0.2 | =PRODUCT(C9*E9,F9) | =G9
B |  | Margin | =GetValue("Plumbers margin",3) | % | =SubTotal(G1:G9) | 1 | =PRODUCT(C10*E10,F10) | =G10
I | T27.38.537 | 25mm OD, 19mm ID, 3 fittings/5m | T27.38_PLU_Pipe WaterSupply | m
B | FP10810 | aquatherm PP 10810 SDR7 Pipe PN16 25mm 4m | 1 | lg | =GetRate("PLU",$A1,2) | 0.25 | =PRODUCT(C1*E1,F1) | =G1
B | FP12110 | aquatherm PP 12110 Elbow 90' F/F 25mm | 0.4 | ea | =GetRate("PLU",$A2,2) | 1 | =PRODUCT(C2*E2,F2) | =G2
B | FP13110 | aquatherm PP 13110 Tee 25mm | 0.2 | ea | =GetRate("PLU",$A3,2) | 1 | =PRODUCT(C3*E3,F3) | =G3
B | FP60625 | aquatherm 25mm Plastic Pipe Clips | 1.6667 | ea | =GetRate("PLU",$A4,2) | 1 | =PRODUCT(C4*E4,F4) | =G4
B |  | Discount | =GetValue("Discount PLU PPR",3) | % | =SubTotal(G1:G4) | 1 | =PRODUCT(C5*E5,F5) | =G5
B |  | Waste and Fixings | =GetValue("Waste 20%",3) | % | =SubTotal(G1:G5) | 1 | =PRODUCT(C6*E6,F6) | =G6
B | Plumber | Plumber | 0.35 | hrs | =GetRate("LAB1",$A7,2) | 1 | =PRODUCT(C7*E7,F7) | =G7
B | Plumber | Plumber | 0.1 | hrs | =GetRate("LAB1",$A8,2) | 0.4 | =PRODUCT(C8*E8,F8) | =G8
B | Plumber | Plumber | 0.14 | hrs | =GetRate("LAB1",$A9,2) | 0.2 | =PRODUCT(C9*E9,F9) | =G9
B |  | Margin | =GetValue("Plumbers margin",3) | % | =SubTotal(G1:G9) | 1 | =PRODUCT(C10*E10,F10) | =G10
I | T27.38.541 | 25mm OD, 19mm ID, 3 fittings/5m, retail less 30% | T27.38_PLU_Pipe WaterSupply | m
B | FP10810 | aquatherm PP 10810 SDR7 Pipe PN16 25mm 4m | 1 | lg | =GetRate("PLU",$A1,2) | 0.25 | =PRODUCT(C1*E1,F1) | =G1
B | FP12110 | aquatherm PP 12110 Elbow 90' F/F 25mm | 0.4 | ea | =GetRate("PLU",$A2,2) | 1 | =PRODUCT(C2*E2,F2) | =G2
B | FP13110 | aquatherm PP 13110 Tee 25mm | 0.2 | ea | =GetRate("PLU",$A3,2) | 1 | =PRODUCT(C3*E3,F3) | =G3
B | FP60625 | aquatherm 25mm Plastic Pipe Clips | 1.6667 | ea | =GetRate("PLU",$A4,2) | 1 | =PRODUCT(C4*E4,F4) | =G4
B |  | Discount | =GetValue("Discount PLU PPR",3) | % | =SubTotal(G1:G4) | 1 | =PRODUCT(C5*E5,F5) | =G5
B |  | Waste and Fixings | =GetValue("Waste 20%",3) | % | =SubTotal(G1:G5) | 1 | =PRODUCT(C6*E6,F6) | =G6
B | Plumber | Plumber | 0.35 | hrs | =GetRate("LAB1",$A7,2) | 1 | =PRODUCT(C7*E7,F7) | =G7
B | Plumber | Plumber | 0.17 | hrs | =GetRate("LAB1",$A8,2) | 0.4 | =PRODUCT(C8*E8,F8) | =G8
B | Plumber | Plumber | 0.25 | hrs | =GetRate("LAB1",$A9,2) | 0.2 | =PRODUCT(C9*E9,F9) | =G9
B |  | Margin | =GetValue("Plumbers margin",3) | % | =SubTotal(G1:G9) | 1 | =PRODUCT(C10*E10,F10) | =G10
I | T27.38.545 | 32mm dia OD, 23mm ID | T27.38_PLU_Pipe WaterSupply | m
B | FP10812 | aquatherm PP 10812 SDR7 Pipe PN16 32mm 4m | 1 | m | =GetRate("PLU",$A1,2) | 0.25 | =PRODUCT(C1*E1,F1) | =G1
B |  | Discount | =GetValue("Discount PLU PPR",3) | % | =SubTotal(G1:G1) | 1 | =PRODUCT(C2*E2,F2) | =G2
B |  | Waste and Fixings | =GetValue("Waste 20%",3) | % | =SubTotal(G1:G2) | 1 | =PRODUCT(C3*E3,F3) | =G3
B | Plumber | Plumber | 0.35 | hrs | =GetRate("LAB1",$A4,2) | 1 | =PRODUCT(C4*E4,F4) | =G4
B |  | Margin | =GetValue("Plumbers margin",3) | % | =SubTotal(G1:G4) | 1 | =PRODUCT(C5*E5,F5) | =G5
I | T27.38.549 | 40mm dia OD, 29mm ID | T27.38_PLU_Pipe WaterSupply | m
B | FP10814 | aquatherm PP 10814 SDR7 Pipe PN16 40mm 4m | 1 | m | =GetRate("PLU",$A1,2) | 0.25 | =PRODUCT(C1*E1,F1) | =G1
B |  | Discount | =GetValue("Discount PLU PPR",3) | % | =SubTotal(G1:G1) | 1 | =PRODUCT(C2*E2,F2) | =G2
B |  | Waste and Fixings | =GetValue("Waste 20%",3) | % | =SubTotal(G1:G2) | 1 | =PRODUCT(C3*E3,F3) | =G3
B | Plumber | Plumber | 0.4 | hrs | =GetRate("LAB1",$A4,2) | 1 | =PRODUCT(C4*E4,F4) | =G4
B |  | Margin | =GetValue("Plumbers margin",3) | % | =SubTotal(G1:G4) | 1 | =PRODUCT(C5*E5,F5) | =G5
I | T27.38.553 | 63mm dia OD, 46mm ID | T27.38_PLU_Pipe WaterSupply | m
B | FP10818 | aquatherm PP 10818 SDR7 Pipe PN16 63mm 4m | 1 | m | =GetRate("PLU",$A1,2) | 0.25 | =PRODUCT(C1*E1,F1) | =G1
B |  | Discount | =GetValue("Discount PLU PPR",3) | % | =SubTotal(G1:G1) | 1 | =PRODUCT(C2*E2,F2) | =G2
B |  | Waste and Fixings | =GetValue("Waste 20%",3) | % | =SubTotal(G1:G2) | 1 | =PRODUCT(C3*E3,F3) | =G3
B | Plumber | Plumber | 0.45 | hrs | =GetRate("LAB1",$A4,2) | 1 | =PRODUCT(C4*E4,F4) | =G4
B |  | Margin | =GetValue("Plumbers margin",3) | % | =SubTotal(G1:G4) | 1 | =PRODUCT(C5*E5,F5) | =G5
I | T27.38.569 | <b>aquatherm SDR11 Cold Pipe</b> | T27.38_PLU_Pipe WaterSupply
I | T27.38.573 | 25mm OD, 20mm ID, 3 fittings/5m | T27.38_PLU_Pipe WaterSupply | m
B | FP10210 | aquatherm PP 10210 SDR11 Cold-Pipe 25mm 4m | 1 | m | =GetRate("PLU",$A1,2) | 0.25 | =PRODUCT(C1*E1,F1) | =G1
B | FP12110 | aquatherm PP 12110 Elbow 90' F/F 25mm | 0.4 | no | =GetRate("PLU",$A2,2) | 1 | =PRODUCT(C2*E2,F2) | =G2
B | FP13110 | aquatherm PP 13110 Tee 25mm | 0.2 | no | =GetRate("PLU",$A3,2) | 1 | =PRODUCT(C3*E3,F3) | =G3
B | 840_25 | 840 25mm PVC Pipe Clip | 1.6667 | no | =GetRate("PLU",$A4,2) | 1 | =PRODUCT(C4*E4,F4) | =G4
B |  | Discount | =GetValue("Discount PLU PPR",3) | % | =SubTotal(G1:G4) | 1 | =PRODUCT(C5*E5,F5) | =G5
B |  | Waste and Fixings | =GetValue("Waste 20%",3) | % | =SubTotal(G1:G5) | 1 | =PRODUCT(C6*E6,F6) | =G6
B | Plumber | Plumber | 0.35 | hrs | =GetRate("LAB1",$A7,2) | 1 | =PRODUCT(C7*E7,F7) | =G7
B | Plumber | Plumber | 0.1 | hrs | =GetRate("LAB1",$A8,2) | 0.4 | =PRODUCT(C8*E8,F8) | =G8
B | Plumber | Plumber | 0.14 | hrs | =GetRate("LAB1",$A9,2) | 0.2 | =PRODUCT(C9*E9,F9) | =G9
B |  | Margin | =GetValue("Plumbers margin",3) | % | =SubTotal(G1:G9) | 1 | =PRODUCT(C10*E10,F10) | =G10
I | T27.38.577 | 32mm dia OD, 26mm ID | T27.38_PLU_Pipe WaterSupply | m
B | FP10212 | aquatherm PP 10212 SDR11 Cold-Pipe 32mm 4m | 1 | m | =GetRate("PLU",$A1,2) | 0.25 | =PRODUCT(C1*E1,F1) | =G1
B |  | Discount | =GetValue("Discount PLU PPR",3) | % | =SubTotal(G1:G1) | 1 | =PRODUCT(C2*E2,F2) | =G2
B |  | Waste and Fixings | =GetValue("Waste 20%",3) | % | =SubTotal(G1:G2) | 1 | =PRODUCT(C3*E3,F3) | =G3
B | Plumber | Plumber | 0.35 | hrs | =GetRate("LAB1",$A4,2) | 1 | =PRODUCT(C4*E4,F4) | =G4
B |  | Margin | =GetValue("Plumbers margin",3) | % | =SubTotal(G1:G4) | 1 | =PRODUCT(C5*E5,F5) | =G5
I | T27.38.581 | 40mm dia OD, 33mm ID | T27.38_PLU_Pipe WaterSupply | m
B | FP10214 | aquatherm PP 10214 SDR11 Cold-Pipe 40mm 4m | 1 | m | =GetRate("PLU",$A1,2) | 0.25 | =PRODUCT(C1*E1,F1) | =G1
B |  | Discount | =GetValue("Discount PLU PPR",3) | % | =SubTotal(G1:G1) | 1 | =PRODUCT(C2*E2,F2) | =G2
B |  | Waste and Fixings | =GetValue("Waste 20%",3) | % | =SubTotal(G1:G2) | 1 | =PRODUCT(C3*E3,F3) | =G3
B | Plumber | Plumber | 0.4 | hrs | =GetRate("LAB1",$A4,2) | 1 | =PRODUCT(C4*E4,F4) | =G4
B |  | Margin | =GetValue("Plumbers margin",3) | % | =SubTotal(G1:G4) | 1 | =PRODUCT(C5*E5,F5) | =G5
I | T27.38.585 | 63mm dia OD, 51mm ID | T27.38_PLU_Pipe WaterSupply | m
B | FP10218 | aquatherm PP 10218 SDR11 Cold-Pipe 63mm 4m | 1 | m | =GetRate("PLU",$A1,2) | 0.25 | =PRODUCT(C1*E1,F1) | =G1
B |  | Discount | =GetValue("Discount PLU PPR",3) | % | =SubTotal(G1:G1) | 1 | =PRODUCT(C2*E2,F2) | =G2
B |  | Waste and Fixings | =GetValue("Waste 20%",3) | % | =SubTotal(G1:G2) | 1 | =PRODUCT(C3*E3,F3) | =G3
B | Plumber | Plumber | 0.45 | hrs | =GetRate("LAB1",$A4,2) | 1 | =PRODUCT(C4*E4,F4) | =G4
B |  | Margin | =GetValue("Plumbers margin",3) | % | =SubTotal(G1:G4) | 1 | =PRODUCT(C5*E5,F5) | =G5
I | T27.38.589 | 75mm dia OD, 61mm ID | T27.38_PLU_Pipe WaterSupply | m
B | FP10220 | aquatherm PP 10220 SDR11 Cold-Pipe 75mm 4m | 1 | m | =GetRate("PLU",$A1,2) | 0.25 | =PRODUCT(C1*E1,F1) | =G1
B |  | Discount | =GetValue("Discount PLU PPR",3) | % | =SubTotal(G1:G1) | 1 | =PRODUCT(C2*E2,F2) | =G2
B |  | Waste and Fixings | =GetValue("Waste 20%",3) | % | =SubTotal(G1:G2) | 1 | =PRODUCT(C3*E3,F3) | =G3
B | Plumber | Plumber | 0.47 | hrs | =GetRate("LAB1",$A4,2) | 1 | =PRODUCT(C4*E4,F4) | =G4
B |  | Margin | =GetValue("Plumbers margin",3) | % | =SubTotal(G1:G4) | 1 | =PRODUCT(C5*E5,F5) | =G5
I | T27.38.593 | 90mm dia OD, 74mm ID | T27.38_PLU_Pipe WaterSupply | m
B | FP10222 | aquatherm PP 10222 SDR11 Cold-Pipe 90mm 4m | 1 | m | =GetRate("PLU",$A1,2) | 0.25 | =PRODUCT(C1*E1,F1) | =G1
B |  | Discount | =GetValue("Discount PLU PPR",3) | % | =SubTotal(G1:G1) | 1 | =PRODUCT(C2*E2,F2) | =G2
B |  | Waste and Fixings | =GetValue("Waste 20%",3) | % | =SubTotal(G1:G2) | 1 | =PRODUCT(C3*E3,F3) | =G3
B | Plumber | Plumber | 0.55 | hrs | =GetRate("LAB1",$A4,2) | 1 | =PRODUCT(C4*E4,F4) | =G4
B |  | Margin | =GetValue("Plumbers margin",3) | % | =SubTotal(G1:G4) | 1 | =PRODUCT(C5*E5,F5) | =G5
I | T27.38.597 | 110mm dia OD, 90mm ID | T27.38_PLU_Pipe WaterSupply | m
B | FP10224 | aquatherm PP 10224 SDR11 Cold-Pipe 110mm 4m | 1 | m | =GetRate("PLU",$A1,2) | 0.25 | =PRODUCT(C1*E1,F1) | =G1
B |  | Discount | =GetValue("Discount PLU PPR",3) | % | =SubTotal(G1:G1) | 1 | =PRODUCT(C2*E2,F2) | =G2
B |  | Waste and Fixings | =GetValue("Waste 20%",3) | % | =SubTotal(G1:G2) | 1 | =PRODUCT(C3*E3,F3) | =G3
B | Plumber | Plumber | 0.65 | hrs | =GetRate("LAB1",$A4,2) | 1 | =PRODUCT(C4*E4,F4) | =G4
B |  | Margin | =GetValue("Plumbers margin",3) | % | =SubTotal(G1:G4) | 1 | =PRODUCT(C5*E5,F5) | =G5
I | T27.38.601 | <b>aquatherm SDR 7.4 Hot Pipe</b> | T27.38_PLU_Pipe WaterSupply
I | T27.38.605 | 20mm OD, 14mm ID, 3 fittings/5m | T27.38_PLU_Pipe WaterSupply | m
B | FP10808 | auqatherm PP 10808 SDR7 Pipe PN16 20mm 4m | 1 | m | =GetRate("PLU",$A1,2) | 0.25 | =PRODUCT(C1*E1,F1) | =G1
B | FP12108 | aquatherm PP 12108 Elbow 90' F/F 20mm | 0.4 | No | =GetRate("PLU",$A2,2) | 1 | =PRODUCT(C2*E2,F2) | =G2
B | FP13108 | aquatherm PP 13108 Tee 20mm | 0.2 | No | =GetRate("PLU",$A3,2) | 1 | =PRODUCT(C3*E3,F3) | =G3
B | 840_20 | 840 20mm PVC Pipe Clip | 1.6667 | No | =GetRate("PLU",$A4,2) | 1 | =PRODUCT(C4*E4,F4) | =G4
B |  | Discount | =GetValue("Discount PLU PPR",3) | % | =SubTotal(G1:G4) | 1 | =PRODUCT(C5*E5,F5) | =G5
B |  | Waste and Fixings | =GetValue("Waste 20%",3) | % | =SubTotal(G1:G5) | 1 | =PRODUCT(C6*E6,F6) | =G6
B | Plumber | Plumber | 0.33 | hrs | =GetRate("LAB1",$A7,2) | 1 | =PRODUCT(C7*E7,F7) | =G7
B | Plumber | Plumber | 0.1 | hrs | =GetRate("LAB1",$A8,2) | 0.4 | =PRODUCT(C8*E8,F8) | =G8
B | Plumber | Plumber | 0.14 | hrs | =GetRate("LAB1",$A9,2) | 0.2 | =PRODUCT(C9*E9,F9) | =G9
B |  | Margin | =GetValue("Plumbers margin",3) | % | =SubTotal(G1:G9) | 1 | =PRODUCT(C10*E10,F10) | =G10
B |  | Plain elbow at 2 per 5 = 2/5 0r 0.40/m
B |  | Coupler, 1 per 5m = 0.20 tees per m
B |  | Pipe clip at 600 cc, =1/0.6
I | T27.38.609 | 25mm OD, 19mm ID, 3 fittings/5m | T27.38_PLU_Pipe WaterSupply | m
B | FP70710 | aquatherm PN20 25mm 4m Hot -Pipe | 1 | lg | =GetRate("PLU",$A1,2) | 0.25 | =PRODUCT(C1*E1,F1) | =G1
B | FP11010 | aquatherm PP 11010 Socket 25mm | 0.25 | ea | =GetRate("PLU",$A2,2) | 1 | =PRODUCT(C2*E2,F2) | =G2
B | FP12110 | aquatherm PP 12110 Elbow 90' F/F 25mm | 0.4 | ea | =GetRate("PLU",$A3,2) | 1 | =PRODUCT(C3*E3,F3) | =G3
B | FP13110 | aquatherm PP 13110 Tee 25mm | 0.2 | ea | =GetRate("PLU",$A4,2) | 1 | =PRODUCT(C4*E4,F4) | =G4
B | FP60725 | aquatherm PP 25mm Pipe Clamps(with nail) | 1.6667 | ea | =GetRate("PLU",$A5,2) | 1 | =PRODUCT(C5*E5,F5) | =G5
B |  | Discount | =GetValue("Discount PLU PPR",3) | % | =SubTotal(G1:G5) | 1 | =PRODUCT(C6*E6,F6) | =G6
B |  | Waste and Fixings | =GetValue("Waste 20%",3) | % | =SubTotal(G1:G6) | 1 | =PRODUCT(C7*E7,F7) | =G7
B | Plumber | Plumber | 0.35 | hrs | =GetRate("LAB1",$A8,2) | 1 | =PRODUCT(C8*E8,F8) | =G8
B | Plumber | Plumber | 0.1 | hrs | =GetRate("LAB1",$A9,2) | 0.4 | =PRODUCT(C9*E9,F9) | =G9
B | Plumber | Plumber | 0.14 | hrs | =GetRate("LAB1",$A10,2) | 0.2 | =PRODUCT(C10*E10,F10) | =G10
B |  | Margin | =GetValue("Plumbers margin",3) | % | =SubTotal(G1:G10) | 1 | =PRODUCT(C11*E11,F11) | =G11
B |  | aquatherm PN20 25mm 4m Hot -Pipe | 4 | m/lg
I | T27.38.613 | 32mm dia OD, 23mm ID | T27.38_PLU_Pipe WaterSupply | m
B | FP70712 | aquatherm PN20 32mm 4m Hot -Pipe | 1 | m | =GetRate("PLU",$A1,2) | 0.25 | =PRODUCT(C1*E1,F1) | =G1
B |  | Discount | =GetValue("Discount PLU PPR",3) | % | =SubTotal(G1:G1) | 1 | =PRODUCT(C2*E2,F2) | =G2
B |  | Waste and Fixings | =GetValue("Waste 20%",3) | % | =SubTotal(G1:G2) | 1 | =PRODUCT(C3*E3,F3) | =G3
B | Plumber | Plumber | 0.35 | hrs | =GetRate("LAB1",$A4,2) | 1 | =PRODUCT(C4*E4,F4) | =G4
B |  | Margin | =GetValue("Plumbers margin",3) | % | =SubTotal(G1:G4) | 1 | =PRODUCT(C5*E5,F5) | =G5
I | T27.38.617 | 40mm dia OD, 29mm ID | T27.38_PLU_Pipe WaterSupply | m
B | FP70714 | aquatherm PN20 40mm 4m Hot -Pipe | 1 | m | =GetRate("PLU",$A1,2) | 0.25 | =PRODUCT(C1*E1,F1) | =G1
B |  | Discount | =GetValue("Discount PLU PPR",3) | % | =SubTotal(G1:G1) | 1 | =PRODUCT(C2*E2,F2) | =G2
B |  | Waste and Fixings | =GetValue("Waste 20%",3) | % | =SubTotal(G1:G2) | 1 | =PRODUCT(C3*E3,F3) | =G3
B | Plumber | Plumber | 0.4 | hrs | =GetRate("LAB1",$A4,2) | 1 | =PRODUCT(C4*E4,F4) | =G4
B |  | Margin | =GetValue("Plumbers margin",3) | % | =SubTotal(G1:G4) | 1 | =PRODUCT(C5*E5,F5) | =G5
I | T27.38.621 | 63mm dia OD, 46mm ID | T27.38_PLU_Pipe WaterSupply | m
B | FP70718 | aquatherm PN20 63mm 4m Hot -Pipe | 1 | m | =GetRate("PLU",$A1,2) | 0.25 | =PRODUCT(C1*E1,F1) | =G1
B |  | Discount | =GetValue("Discount PLU PPR",3) | % | =SubTotal(G1:G1) | 1 | =PRODUCT(C2*E2,F2) | =G2
B |  | Waste and Fixings | =GetValue("Waste 20%",3) | % | =SubTotal(G1:G2) | 1 | =PRODUCT(C3*E3,F3) | =G3
B | Plumber | Plumber | 0.45 | hrs | =GetRate("LAB1",$A4,2) | 1 | =PRODUCT(C4*E4,F4) | =G4
B |  | Margin | =GetValue("Plumbers margin",3) | % | =SubTotal(G1:G4) | 1 | =PRODUCT(C5*E5,F5) | =G5
I | T27.38.625 | 75mm dia OD, 54mm ID | T27.38_PLU_Pipe WaterSupply | m
B | FP70720 | aquatherm PN20 75mm 4m Hot -Pipe | 1 | m | =GetRate("PLU",$A1,2) | 0.25 | =PRODUCT(C1*E1,F1) | =G1
B |  | Discount | =GetValue("Discount PLU PPR",3) | % | =SubTotal(G1:G1) | 1 | =PRODUCT(C2*E2,F2) | =G2
B |  | Waste and Fixings | =GetValue("Waste 20%",3) | % | =SubTotal(G1:G2) | 1 | =PRODUCT(C3*E3,F3) | =G3
B | Plumber | Plumber | 0.47 | hrs | =GetRate("LAB1",$A4,2) | 1 | =PRODUCT(C4*E4,F4) | =G4
B |  | Margin | =GetValue("Plumbers margin",3) | % | =SubTotal(G1:G4) | 1 | =PRODUCT(C5*E5,F5) | =G5
I | T27.38.629 | 90mm dia OD, 65mm ID | T27.38_PLU_Pipe WaterSupply | m
B | FP70722 | aquatherm PN20 90mm 4m Hot -Pipe | 1 | m | =GetRate("PLU",$A1,2) | 0.25 | =PRODUCT(C1*E1,F1) | =G1
B |  | Discount | =GetValue("Discount PLU PPR",3) | % | =SubTotal(G1:G1) | 1 | =PRODUCT(C2*E2,F2) | =G2
B |  | Waste and Fixings | =GetValue("Waste 20%",3) | % | =SubTotal(G1:G2) | 1 | =PRODUCT(C3*E3,F3) | =G3
B | Plumber | Plumber | 0.55 | hrs | =GetRate("LAB1",$A4,2) | 1 | =PRODUCT(C4*E4,F4) | =G4
B |  | Margin | =GetValue("Plumbers margin",3) | % | =SubTotal(G1:G4) | 1 | =PRODUCT(C5*E5,F5) | =G5
I | T27.38.633 | 110mm dia OD, 80mm ID | T27.38_PLU_Pipe WaterSupply | m
B | FP70724 | aquatherm PN20 110mm 4m Hot -Pipe | 1 | m | =GetRate("PLU",$A1,2) | 0.25 | =PRODUCT(C1*E1,F1) | =G1
B |  | Discount | =GetValue("Discount PLU PPR",3) | % | =SubTotal(G1:G1) | 1 | =PRODUCT(C2*E2,F2) | =G2
B |  | Waste and Fixings | =GetValue("Waste 20%",3) | % | =SubTotal(G1:G2) | 1 | =PRODUCT(C3*E3,F3) | =G3
B | Plumber | Plumber | 0.65 | hrs | =GetRate("LAB1",$A4,2) | 1 | =PRODUCT(C4*E4,F4) | =G4
B |  | Margin | =GetValue("Plumbers margin",3) | % | =SubTotal(G1:G4) | 1 | =PRODUCT(C5*E5,F5) | =G5
I | T27.38.637 | <b>aquatherm Fittings,</b> all above pipe types | T27.38_PLU_Pipe WaterSupply
I | T27.38.641 | Bend | T27.38_PLU_Pipe WaterSupply
I | T27.38.645 | 20mm dia OD | T27.38_PLU_Pipe WaterSupply | No
B | FP12108 | aquatherm PP 12108 Elbow 90' F/F 20mm | 1 | No | =GetRate("PLU",$A1,2) | 1 | =PRODUCT(C1*E1,F1) | =G1
B | 840_20 | 840 20mm PVC Pipe Clip | 1 | No | =GetRate("PLU",$A2,2) | 1 | =PRODUCT(C2*E2,F2) | =G2
B |  | Discount | =GetValue("Discount PLU PPR",3) | % | =SubTotal(G1:G2) | 1 | =PRODUCT(C3*E3,F3) | =G3
B |  | Waste and Fixings | =GetValue("Waste 20%",3) | % | =SubTotal(G1:G3) | 1 | =PRODUCT(C4*E4,F4) | =G4
B | Plumber | Plumber | 0.1 | hrs | =GetRate("LAB1",$A5,2) | 1 | =PRODUCT(C5*E5,F5) | =G5
B |  | Margin | =GetValue("Plumbers margin",3) | % | =SubTotal(G1:G5) | 1 | =PRODUCT(C6*E6,F6) | =G6
I | T27.38.649 | 25mm dia OD | T27.38_PLU_Pipe WaterSupply | No
B | FP12110 | aquatherm PP 12110 Elbow 90' F/F 25mm | 1 | No | =GetRate("PLU",$A1,2) | 1 | =PRODUCT(C1*E1,F1) | =G1
B | 840_25 | 840 25mm PVC Pipe Clip | 1 | No | =GetRate("PLU",$A2,2) | 1 | =PRODUCT(C2*E2,F2) | =G2
B |  | Discount | =GetValue("Discount PLU PPR",3) | % | =SubTotal(G1:G2) | 1 | =PRODUCT(C3*E3,F3) | =G3
B |  | Waste and Fixings | =GetValue("Waste 20%",3) | % | =SubTotal(G1:G3) | 1 | =PRODUCT(C4*E4,F4) | =G4
B | Plumber | Plumber | 0.1 | hrs | =GetRate("LAB1",$A5,2) | 1 | =PRODUCT(C5*E5,F5) | =G5
B |  | Margin | =GetValue("Plumbers margin",3) | % | =SubTotal(G1:G5) | 1 | =PRODUCT(C6*E6,F6) | =G6
I | T27.38.653 | 32mm dia OD | T27.38_PLU_Pipe WaterSupply | No
B | FP12112 | aquatherm PP 12112 Elbow 90' F/F 32mm | 1 | No | =GetRate("PLU",$A1,2) | 1 | =PRODUCT(C1*E1,F1) | =G1
B | 840_32 | 840 32mm PVC Pipe Clip | 1 | No | =GetRate("PLU",$A2,2) | 1 | =PRODUCT(C2*E2,F2) | =G2
B |  | Discount | =GetValue("Discount PLU PPR",3) | % | =SubTotal(G1:G2) | 1 | =PRODUCT(C3*E3,F3) | =G3
B |  | Waste and Fixings | =GetValue("Waste 20%",3) | % | =SubTotal(G1:G3) | 1 | =PRODUCT(C4*E4,F4) | =G4
B | Plumber | Plumber | 0.13 | hrs | =GetRate("LAB1",$A5,2) | 1 | =PRODUCT(C5*E5,F5) | =G5
B |  | Margin | =GetValue("Plumbers margin",3) | % | =SubTotal(G1:G5) | 1 | =PRODUCT(C6*E6,F6) | =G6
I | T27.38.657 | 40mm dia OD | T27.38_PLU_Pipe WaterSupply | No
B | FP12114 | aquatherm PP 12114 Elbow 90' F/F 40mm | 1 | No | =GetRate("PLU",$A1,2) | 1 | =PRODUCT(C1*E1,F1) | =G1
B | 840_40 | 840 40mm PVC Pipe Clip | 1 | No | =GetRate("PLU",$A2,2) | 1 | =PRODUCT(C2*E2,F2) | =G2
B |  | Discount | =GetValue("Discount PLU PPR",3) | % | =SubTotal(G1:G2) | 1 | =PRODUCT(C3*E3,F3) | =G3
B |  | Waste and Fixings | =GetValue("Waste 20%",3) | % | =SubTotal(G1:G3) | 1 | =PRODUCT(C4*E4,F4) | =G4
B | Plumber | Plumber | 0.15 | hrs | =GetRate("LAB1",$A5,2) | 1 | =PRODUCT(C5*E5,F5) | =G5
B |  | Margin | =GetValue("Plumbers margin",3) | % | =SubTotal(G1:G5) | 1 | =PRODUCT(C6*E6,F6) | =G6
I | T27.38.661 | 63mm dia OD | T27.38_PLU_Pipe WaterSupply | No
B | FP12118 | aquatherm PP 12118 Elbow 90' F/F 63mm | 1 | No | =GetRate("PLU",$A1,2) | 1 | =PRODUCT(C1*E1,F1) | =G1
B | 140_65 | 140 65mm PVC Pipe Clip | 1 | No | =GetRate("PLU",$A2,2) | 1 | =PRODUCT(C2*E2,F2) | =G2
B |  | Discount | =GetValue("Discount PLU PPR",3) | % | =SubTotal(G1:G2) | 1 | =PRODUCT(C3*E3,F3) | =G3
B |  | Waste and Fixings | =GetValue("Waste 20%",3) | % | =SubTotal(G1:G3) | 1 | =PRODUCT(C4*E4,F4) | =G4
B | Plumber | Plumber | 0.2 | hrs | =GetRate("LAB1",$A5,2) | 1 | =PRODUCT(C5*E5,F5) | =G5
B |  | Margin | =GetValue("Plumbers margin",3) | % | =SubTotal(G1:G5) | 1 | =PRODUCT(C6*E6,F6) | =G6
I | T27.38.665 | 75mm dia OD | T27.38_PLU_Pipe WaterSupply | No
B | FP12120 | aquatherm PP 12120 Elbow 90' F/F 75mm | 1 | No | =GetRate("PLU",$A1,2) | 1 | =PRODUCT(C1*E1,F1) | =G1
B | 140_80 | 140 80mm PVC Pipe Clip | 1 | No | =GetRate("PLU",$A2,2) | 1 | =PRODUCT(C2*E2,F2) | =G2
B |  | Discount | =GetValue("Discount PLU PPR",3) | % | =SubTotal(G1:G2) | 1 | =PRODUCT(C3*E3,F3) | =G3
B |  | Waste and Fixings | =GetValue("Waste 20%",3) | % | =SubTotal(G1:G3) | 1 | =PRODUCT(C4*E4,F4) | =G4
B | Plumber | Plumber | 0.25 | hrs | =GetRate("LAB1",$A5,2) | 1 | =PRODUCT(C5*E5,F5) | =G5
B |  | Margin | =GetValue("Plumbers margin",3) | % | =SubTotal(G1:G5) | 1 | =PRODUCT(C6*E6,F6) | =G6
I | T27.38.669 | 90mm dia OD | T27.38_PLU_Pipe WaterSupply | No
B | FP12122 | aquatherm PP 12122 Elbow 90' F/F 90mm | 1 | No | =GetRate("PLU",$A1,2) | 1 | =PRODUCT(C1*E1,F1) | =G1
B | 140_100 | 140 100mm PVC Pipe Clip | 1 | No | =GetRate("PLU",$A2,2) | 1 | =PRODUCT(C2*E2,F2) | =G2
B |  | Discount | =GetValue("Discount PLU PPR",3) | % | =SubTotal(G1:G2) | 1 | =PRODUCT(C3*E3,F3) | =G3
B |  | Waste and Fixings | =GetValue("Waste 20%",3) | % | =SubTotal(G1:G3) | 1 | =PRODUCT(C4*E4,F4) | =G4
B | Plumber | Plumber | 0.33 | hrs | =GetRate("LAB1",$A5,2) | 1 | =PRODUCT(C5*E5,F5) | =G5
B |  | Margin | =GetValue("Plumbers margin",3) | % | =SubTotal(G1:G5) | 1 | =PRODUCT(C6*E6,F6) | =G6
I | T27.38.673 | 110mm dia OD | T27.38_PLU_Pipe WaterSupply | No
B | FP12124 | aquatherm PP 12124 Elbow 90' F/F 110mm | 1 | No | =GetRate("PLU",$A1,2) | 1 | =PRODUCT(C1*E1,F1) | =G1
B | 140_100 | 140 100mm PVC Pipe Clip | 1 | No | =GetRate("PLU",$A2,2) | 1 | =PRODUCT(C2*E2,F2) | =G2
B |  | Discount | =GetValue("Discount PLU PPR",3) | % | =SubTotal(G1:G2) | 1 | =PRODUCT(C3*E3,F3) | =G3
B |  | Waste and Fixings | =GetValue("Waste 20%",3) | % | =SubTotal(G1:G3) | 1 | =PRODUCT(C4*E4,F4) | =G4
B | Plumber | Plumber | 0.37 | hrs | =GetRate("LAB1",$A5,2) | 1 | =PRODUCT(C5*E5,F5) | =G5
B |  | Margin | =GetValue("Plumbers margin",3) | % | =SubTotal(G1:G5) | 1 | =PRODUCT(C6*E6,F6) | =G6
I | T27.38.677 | Tee, plain | T27.38_PLU_Pipe WaterSupply
I | T27.38.681 | 20mm dia OD | T27.38_PLU_Pipe WaterSupply | No
B | FP13108 | aquatherm PP 13108 Tee 20mm | 1 | No | =GetRate("PLU",$A1,2) | 1 | =PRODUCT(C1*E1,F1) | =G1
B | 840_20 | 840 20mm PVC Pipe Clip | 1 | No | =GetRate("PLU",$A2,2) | 1 | =PRODUCT(C2*E2,F2) | =G2
B |  | Discount | =GetValue("Discount PLU PPR",3) | % | =SubTotal(G1:G2) | 1 | =PRODUCT(C3*E3,F3) | =G3
B |  | Waste and Fixings | =GetValue("Waste 20%",3) | % | =SubTotal(G1:G3) | 1 | =PRODUCT(C4*E4,F4) | =G4
B | Plumber | Plumber | 0.14 | hrs | =GetRate("LAB1",$A5,2) | 1 | =PRODUCT(C5*E5,F5) | =G5
B |  | Margin | =GetValue("Plumbers margin",3) | % | =SubTotal(G1:G5) | 1 | =PRODUCT(C6*E6,F6) | =G6
I | T27.38.685 | 25mm dia OD | T27.38_PLU_Pipe WaterSupply | No
B | FP13110 | aquatherm PP 13110 Tee 25mm | 1 | No | =GetRate("PLU",$A1,2) | 1 | =PRODUCT(C1*E1,F1) | =G1
B | 840_25 | 840 25mm PVC Pipe Clip | 1 | No | =GetRate("PLU",$A2,2) | 1 | =PRODUCT(C2*E2,F2) | =G2
B |  | Discount | =GetValue("Discount PLU PPR",3) | % | =SubTotal(G1:G2) | 1 | =PRODUCT(C3*E3,F3) | =G3
B |  | Waste and Fixings | =GetValue("Waste 20%",3) | % | =SubTotal(G1:G3) | 1 | =PRODUCT(C4*E4,F4) | =G4
B | Plumber | Plumber | 0.14 | hrs | =GetRate("LAB1",$A5,2) | 1 | =PRODUCT(C5*E5,F5) | =G5
B |  | Margin | =GetValue("Plumbers margin",3) | % | =SubTotal(G1:G5) | 1 | =PRODUCT(C6*E6,F6) | =G6
I | T27.38.689 | 32mm dia OD | T27.38_PLU_Pipe WaterSupply | No
B | FP13112 | aquatherm PP 13112 Tee 32mm | 1 | No | =GetRate("PLU",$A1,2) | 1 | =PRODUCT(C1*E1,F1) | =G1
B | 840_32 | 840 32mm PVC Pipe Clip | 1 | No | =GetRate("PLU",$A2,2) | 1 | =PRODUCT(C2*E2,F2) | =G2
B |  | Discount | =GetValue("Discount PLU PPR",3) | % | =SubTotal(G1:G2) | 1 | =PRODUCT(C3*E3,F3) | =G3
B |  | Waste and Fixings | =GetValue("Waste 20%",3) | % | =SubTotal(G1:G3) | 1 | =PRODUCT(C4*E4,F4) | =G4
B | Plumber | Plumber | 0.15 | hrs | =GetRate("LAB1",$A5,2) | 1 | =PRODUCT(C5*E5,F5) | =G5
B |  | Margin | =GetValue("Plumbers margin",3) | % | =SubTotal(G1:G5) | 1 | =PRODUCT(C6*E6,F6) | =G6
I | T27.38.693 | 40mm dia OD | T27.38_PLU_Pipe WaterSupply | No
B | FP13114 | aquatherm PP 13114 Tee 40mm | 1 | No | =GetRate("PLU",$A1,2) | 1 | =PRODUCT(C1*E1,F1) | =G1
B | 840_40 | 840 40mm PVC Pipe Clip | 1 | No | =GetRate("PLU",$A2,2) | 1 | =PRODUCT(C2*E2,F2) | =G2
B |  | Discount | =GetValue("Discount PLU PPR",3) | % | =SubTotal(G1:G2) | 1 | =PRODUCT(C3*E3,F3) | =G3
B |  | Waste and Fixings | =GetValue("Waste 20%",3) | % | =SubTotal(G1:G3) | 1 | =PRODUCT(C4*E4,F4) | =G4
B | Plumber | Plumber | 0.18 | hrs | =GetRate("LAB1",$A5,2) | 1 | =PRODUCT(C5*E5,F5) | =G5
B |  | Margin | =GetValue("Plumbers margin",3) | % | =SubTotal(G1:G5) | 1 | =PRODUCT(C6*E6,F6) | =G6
I | T27.38.697 | 63mm dia OD | T27.38_PLU_Pipe WaterSupply | No
B | FP13118 | aquatherm PP 13118 Tee 63mm | 1 | No | =GetRate("PLU",$A1,2) | 1 | =PRODUCT(C1*E1,F1) | =G1
B | 140_65 | 140 65mm PVC Pipe Clip | 1 | No | =GetRate("PLU",$A2,2) | 1 | =PRODUCT(C2*E2,F2) | =G2
B |  | Discount | =GetValue("Discount PLU PPR",3) | % | =SubTotal(G1:G2) | 1 | =PRODUCT(C3*E3,F3) | =G3
B |  | Waste and Fixings | =GetValue("Waste 20%",3) | % | =SubTotal(G1:G3) | 1 | =PRODUCT(C4*E4,F4) | =G4
B | Plumber | Plumber | 0.24 | hrs | =GetRate("LAB1",$A5,2) | 1 | =PRODUCT(C5*E5,F5) | =G5
B |  | Margin | =GetValue("Plumbers margin",3) | % | =SubTotal(G1:G5) | 1 | =PRODUCT(C6*E6,F6) | =G6
I | T27.38.701 | 75mm dia OD | T27.38_PLU_Pipe WaterSupply | No
B | FP13120 | aquatherm PP 13120 Tee 75mm | 1 | No | =GetRate("PLU",$A1,2) | 1 | =PRODUCT(C1*E1,F1) | =G1
B | 140_80 | 140 80mm PVC Pipe Clip | 1 | No | =GetRate("PLU",$A2,2) | 1 | =PRODUCT(C2*E2,F2) | =G2
B |  | Discount | =GetValue("Discount PLU PPR",3) | % | =SubTotal(G1:G2) | 1 | =PRODUCT(C3*E3,F3) | =G3
B |  | Waste and Fixings | =GetValue("Waste 20%",3) | % | =SubTotal(G1:G3) | 1 | =PRODUCT(C4*E4,F4) | =G4
B | Plumber | Plumber | 0.29 | hrs | =GetRate("LAB1",$A5,2) | 1 | =PRODUCT(C5*E5,F5) | =G5
B |  | Margin | =GetValue("Plumbers margin",3) | % | =SubTotal(G1:G5) | 1 | =PRODUCT(C6*E6,F6) | =G6
I | T27.38.705 | 90mm dia OD | T27.38_PLU_Pipe WaterSupply | No
B | FP13122 | aquatherm PP 13122 Tee 90mm | 1 | No | =GetRate("PLU",$A1,2) | 1 | =PRODUCT(C1*E1,F1) | =G1
B | 140_100 | 140 100mm PVC Pipe Clip | 1 | No | =GetRate("PLU",$A2,2) | 1 | =PRODUCT(C2*E2,F2) | =G2
B |  | Discount | =GetValue("Discount PLU PPR",3) | % | =SubTotal(G1:G2) | 1 | =PRODUCT(C3*E3,F3) | =G3
B |  | Waste and Fixings | =GetValue("Waste 20%",3) | % | =SubTotal(G1:G3) | 1 | =PRODUCT(C4*E4,F4) | =G4
B | Plumber | Plumber | 0.38 | hrs | =GetRate("LAB1",$A5,2) | 1 | =PRODUCT(C5*E5,F5) | =G5
B |  | Margin | =GetValue("Plumbers margin",3) | % | =SubTotal(G1:G5) | 1 | =PRODUCT(C6*E6,F6) | =G6
I | T27.38.709 | 110mm dia OD | T27.38_PLU_Pipe WaterSupply | No
B | FP13124 | aquatherm PP 13124 Tee 110mm | 1 | No | =GetRate("PLU",$A1,2) | 1 | =PRODUCT(C1*E1,F1) | =G1
B | 140_100 | 140 100mm PVC Pipe Clip | 1 | No | =GetRate("PLU",$A2,2) | 1 | =PRODUCT(C2*E2,F2) | =G2
B |  | Discount | =GetValue("Discount PLU PPR",3) | % | =SubTotal(G1:G2) | 1 | =PRODUCT(C3*E3,F3) | =G3
B |  | Waste and Fixings | =GetValue("Waste 20%",3) | % | =SubTotal(G1:G3) | 1 | =PRODUCT(C4*E4,F4) | =G4
B | Plumber | Plumber | 0.43 | hrs | =GetRate("LAB1",$A5,2) | 1 | =PRODUCT(C5*E5,F5) | =G5
B |  | Margin | =GetValue("Plumbers margin",3) | % | =SubTotal(G1:G5) | 1 | =PRODUCT(C6*E6,F6) | =G6
I | T27.38.713 | Reducer | T27.38_PLU_Pipe WaterSupply
I | T27.38.717 | 25mm to 20mm dia | T27.38_PLU_Pipe WaterSupply | No
B | FP11112 | aquatherm PP 11112 Reducer 25/20mm | 1 | no | =GetRate("PLU",$A1,2) | 1 | =PRODUCT(C1*E1,F1) | =G1
B | 840_20 | 840 20mm PVC Pipe Clip | 1 | No | =GetRate("PLU",$A2,2) | 1 | =PRODUCT(C2*E2,F2) | =G2
B |  | Discount | =GetValue("Discount PLU PPR",3) | % | =SubTotal(G1:G2) | 1 | =PRODUCT(C3*E3,F3) | =G3
B |  | Waste and Fixings | =GetValue("Waste 20%",3) | % | =SubTotal(G1:G3) | 1 | =PRODUCT(C4*E4,F4) | =G4
B | Plumber | Plumber | 0.1 | hrs | =GetRate("LAB1",$A5,2) | 1 | =PRODUCT(C5*E5,F5) | =G5
B |  | Margin | =GetValue("Plumbers margin",3) | % | =SubTotal(G1:G5) | 1 | =PRODUCT(C6*E6,F6) | =G6
I | T27.38.721 | 40mm to 32mm dia | T27.38_PLU_Pipe WaterSupply | No
B | FP11122 | aquatherm PP 11122 Reducer 40/32mm | 1 | no | =GetRate("PLU",$A1,2) | 1 | =PRODUCT(C1*E1,F1) | =G1
B | 840_25 | 840 25mm PVC Pipe Clip | 1 | No | =GetRate("PLU",$A2,2) | 1 | =PRODUCT(C2*E2,F2) | =G2
B |  | Discount | =GetValue("Discount PLU PPR",3) | % | =SubTotal(G1:G2) | 1 | =PRODUCT(C3*E3,F3) | =G3
B |  | Waste and Fixings | =GetValue("Waste 20%",3) | % | =SubTotal(G1:G3) | 1 | =PRODUCT(C4*E4,F4) | =G4
B | Plumber | Plumber | 0.13 | hrs | =GetRate("LAB1",$A5,2) | 1 | =PRODUCT(C5*E5,F5) | =G5
B |  | Margin | =GetValue("Plumbers margin",3) | % | =SubTotal(G1:G5) | 1 | =PRODUCT(C6*E6,F6) | =G6
I | T27.38.725 | 75mm to 32mm dia | T27.38_PLU_Pipe WaterSupply | No
B | FP11145 | aquatherm PP 11145 Reducer 75/32mm | 1 | no | =GetRate("PLU",$A1,2) | 1 | =PRODUCT(C1*E1,F1) | =G1
B | 840_32 | 840 32mm PVC Pipe Clip | 1 | No | =GetRate("PLU",$A2,2) | 1 | =PRODUCT(C2*E2,F2) | =G2
B |  | Discount | =GetValue("Discount PLU PPR",3) | % | =SubTotal(G1:G2) | 1 | =PRODUCT(C3*E3,F3) | =G3
B |  | Waste and Fixings | =GetValue("Waste 20%",3) | % | =SubTotal(G1:G3) | 1 | =PRODUCT(C4*E4,F4) | =G4
B | Plumber | Plumber | 0.15 | hrs | =GetRate("LAB1",$A5,2) | 1 | =PRODUCT(C5*E5,F5) | =G5
B |  | Margin | =GetValue("Plumbers margin",3) | % | =SubTotal(G1:G5) | 1 | =PRODUCT(C6*E6,F6) | =G6
I | T27.38.729 | 90mm to 75mm dia | T27.38_PLU_Pipe WaterSupply | No
B | FP11153 | aquatherm PP 11153 Reducer 90/75mm | 1 | no | =GetRate("PLU",$A1,2) | 1 | =PRODUCT(C1*E1,F1) | =G1
B | 840_40 | 840 40mm PVC Pipe Clip | 1 | No | =GetRate("PLU",$A2,2) | 1 | =PRODUCT(C2*E2,F2) | =G2
B |  | Discount | =GetValue("Discount PLU PPR",3) | % | =SubTotal(G1:G2) | 1 | =PRODUCT(C3*E3,F3) | =G3
B |  | Waste and Fixings | =GetValue("Waste 20%",3) | % | =SubTotal(G1:G3) | 1 | =PRODUCT(C4*E4,F4) | =G4
B | Plumber | Plumber | 0.18 | hrs | =GetRate("LAB1",$A5,2) | 1 | =PRODUCT(C5*E5,F5) | =G5
B |  | Margin | =GetValue("Plumbers margin",3) | % | =SubTotal(G1:G5) | 1 | =PRODUCT(C6*E6,F6) | =G6
B |  | For larger sizes, refer to Aquatherm
I | T27.38.733 | <b>Rehau PE-Xa Peroxide-crosslinked polyethylene pipe</b> | T27.38_PLU_Pipe WaterSupply
I | T27.38.737 | <b>RAUTITAN his 311 hot and cold pipe,</b> black | T27.38_PLU_Pipe WaterSupply
I | T27.38.741 | 16mm dia OD, 12mm ID, including fittings | T27.38_PLU_Pipe WaterSupply | m
B | 139140-005 | 16 x 2.2 RAUTITAN his 311 pipe for potable water - black | 1 | m | =GetRate("PLU",$A1,2) | 1 | =PRODUCT(C1*E1,F1) | =G1
B | 139461-002 | 16-- No. 12 ELBOW RAUTITAN his311 & RAUTITAN stabil | 0.4 | ea | =GetRate("PLU",$A2,2) | 1 | =PRODUCT(C2*E2,F2) | =G2
B | 259335-002 | 16-- No. 24 T-PIECE RAUTITAN his311 & RAUTITAN stabil | 0.2 | ea | =GetRate("PLU",$A3,2) | 1 | =PRODUCT(C3*E3,F3) | =G3
B | 235595-001 | 20 ANCHOR CLIP | 1.6667 | m | =GetRate("PLU",$A4,2) | 1 | =PRODUCT(C4*E4,F4) | =G4
B |  | Discount | =GetValue("Discount PLU PPR",3) | % | =SubTotal(G1:G4) | 1 | =PRODUCT(C5*E5,F5) | =G5
B |  | Waste and Fixings | =GetValue("Waste 20%",3) | % | =SubTotal(G1:G5) | 1 | =PRODUCT(C6*E6,F6) | =G6
B | Plumber | Plumber | 0.3 | hrs | =GetRate("LAB1",$A7,2) | 1 | =PRODUCT(C7*E7,F7) | =G7
B | Plumber | Plumber | 0.1 | hrs | =GetRate("LAB1",$A8,2) | 0.4 | =PRODUCT(C8*E8,F8) | =G8
B | Plumber | Plumber | 0.14 | hrs | =GetRate("LAB1",$A9,2) | 0.2 | =PRODUCT(C9*E9,F9) | =G9
B |  | Margin | =GetValue("Plumbers margin",3) | % | =SubTotal(G1:G9) | 1 | =PRODUCT(C10*E10,F10) | =G10
B |  | Plain elbow at 2 per 5 = 2/5 0r 0.40/m
B |  | Coupler, 1 per 5m = 0.20 tees per m
B |  | Pipe clip at 600 cc, =1/0.6
I | T27.38.745 | 20mm dia OD, 14mm ID, including fittings | T27.38_PLU_Pipe WaterSupply | m
B | 139150-005 | 20 x 2.8 RAUTITAN his 311 pipe for potable water - black | 1 | m | =GetRate("PLU",$A1,2) | 1 | =PRODUCT(C1*E1,F1) | =G1
B | 139471-002 | 20-- No. 12 ELBOW RAUTITAN his311 & RAUTITAN stabil | 0.4 | ea | =GetRate("PLU",$A2,2) | 1 | =PRODUCT(C2*E2,F2) | =G2
B | 259345-002 | 20-- No. 24 T-PIECE RAUTITAN his311 & RAUTITAN stabil | 0.2 | ea | =GetRate("PLU",$A3,2) | 1 | =PRODUCT(C3*E3,F3) | =G3
B | 235595-001 | 20 ANCHOR CLIP | 1.6667 | ea | =GetRate("PLU",$A4,2) | 1 | =PRODUCT(C4*E4,F4) | =G4
B |  | Discount | =GetValue("Discount PLU PPR",3) | % | =SubTotal(G1:G4) | 1 | =PRODUCT(C5*E5,F5) | =G5
B |  | Waste and Fixings | =GetValue("Waste 20%",3) | % | =SubTotal(G1:G5) | 1 | =PRODUCT(C6*E6,F6) | =G6
B | Plumber | Plumber | 0.33 | hrs | =GetRate("LAB1",$A7,2) | 1 | =PRODUCT(C7*E7,F7) | =G7
B | Plumber | Plumber | 0.1 | hrs | =GetRate("LAB1",$A8,2) | 0.4 | =PRODUCT(C8*E8,F8) | =G8
B | Plumber | Plumber | 0.14 | hrs | =GetRate("LAB1",$A9,2) | 0.2 | =PRODUCT(C9*E9,F9) | =G9
B |  | Margin | =GetValue("Plumbers margin",3) | % | =SubTotal(G1:G9) | 1 | =PRODUCT(C10*E10,F10) | =G10
B |  | Plain elbow at 2 per 5 = 2/5 0r 0.40/m
B |  | Coupler, 1 per 5m = 0.20 tees per m
B |  | Pipe clip at 600 cc, =1/0.6
I | T27.38.749 | 25mm dia OD, 18mm ID, including fittings | T27.38_PLU_Pipe WaterSupply | m
B | 139160-005 | 25 x 3.5 RAUTITAN his 311 pipe for potable water - black | 1 | m | =GetRate("PLU",$A1,2) | 1 | =PRODUCT(C1*E1,F1) | =G1
B | 139481-002 | 25-- No. 12 ELBOW RAUTITAN his311 & RAUTITAN stabil | 0.4 | ea | =GetRate("PLU",$A2,2) | 1 | =PRODUCT(C2*E2,F2) | =G2
B | 259355-002 | 25-- No. 24 T-PIECE RAUTITAN his311 & RAUTITAN stabil | 0.2 | ea | =GetRate("PLU",$A3,2) | 1 | =PRODUCT(C3*E3,F3) | =G3
B | 235745-001 | 25 OPEN CLIP | 1.6667 | ea | =GetRate("PLU",$A4,2) | 1 | =PRODUCT(C4*E4,F4) | =G4
B |  | Discount | =GetValue("Discount PLU PPR",3) | % | =SubTotal(G1:G4) | 1 | =PRODUCT(C5*E5,F5) | =G5
B |  | Waste and Fixings | =GetValue("Waste 20%",3) | % | =SubTotal(G1:G5) | 1 | =PRODUCT(C6*E6,F6) | =G6
B | Plumber | Plumber | 0.35 | hrs | =GetRate("LAB1",$A7,2) | 1 | =PRODUCT(C7*E7,F7) | =G7
B | Plumber | Plumber | 0.1 | hrs | =GetRate("LAB1",$A8,2) | 0.4 | =PRODUCT(C8*E8,F8) | =G8
B | Plumber | Plumber | 0.14 | hrs | =GetRate("LAB1",$A9,2) | 0.2 | =PRODUCT(C9*E9,F9) | =G9
B |  | Margin | =GetValue("Plumbers margin",3) | % | =SubTotal(G1:G9) | 1 | =PRODUCT(C10*E10,F10) | =G10
I | T27.38.753 | 32mm dia OD, 23mm ID | T27.38_PLU_Pipe WaterSupply | m
B | 139170-005 | 32 x 4.4 RAUTITAN his 311 pipe for potable water - black | 1 | m | =GetRate("PLU",$A1,2) | 1 | =PRODUCT(C1*E1,F1) | =G1
B |  | Discount | =GetValue("Discount PLU PPR",3) | % | =SubTotal(G1:G1) | 1 | =PRODUCT(C2*E2,F2) | =G2
B |  | Waste and Fixings | =GetValue("Waste 20%",3) | % | =SubTotal(G1:G2) | 1 | =PRODUCT(C3*E3,F3) | =G3
B | Plumber | Plumber | 0.35 | hrs | =GetRate("LAB1",$A4,2) | 1 | =PRODUCT(C4*E4,F4) | =G4
B |  | Margin | =GetValue("Plumbers margin",3) | % | =SubTotal(G1:G4) | 1 | =PRODUCT(C5*E5,F5) | =G5
I | T27.38.757 | 40mm dia OD, 29mm ID | T27.38_PLU_Pipe WaterSupply | m
B | 136521-005 | 40 x 5.5 RAUTITAN his 311 pipe for potable water - black | 1 | m | =GetRate("PLU",$A1,2) | 1 | =PRODUCT(C1*E1,F1) | =G1
B |  | Discount | =GetValue("Discount PLU PPR",3) | % | =SubTotal(G1:G1) | 1 | =PRODUCT(C2*E2,F2) | =G2
B |  | Waste and Fixings | =GetValue("Waste 20%",3) | % | =SubTotal(G1:G2) | 1 | =PRODUCT(C3*E3,F3) | =G3
B | Plumber | Plumber | 0.4 | hrs | =GetRate("LAB1",$A4,2) | 1 | =PRODUCT(C4*E4,F4) | =G4
B |  | Margin | =GetValue("Plumbers margin",3) | % | =SubTotal(G1:G4) | 1 | =PRODUCT(C5*E5,F5) | =G5
I | T27.38.761 | <b>RAUTITAN stabil pipe,</b> silver | T27.38_PLU_Pipe WaterSupply
I | T27.38.765 | 16mm dia OD, 11mm ID, including fittings | T27.38_PLU_Pipe WaterSupply | m
B | 130071-005 | 16 x 2.6 RAUTITAN stabil pipe for potable water & radiator heating - silver | 1 | m | =GetRate("PLU",$A1,2) | 1 | =PRODUCT(C1*E1,F1) | =G1
B | 139461-002 | 16-- No. 12 ELBOW RAUTITAN his311 & RAUTITAN stabil | 0.4 | ea | =GetRate("PLU",$A2,2) | 1 | =PRODUCT(C2*E2,F2) | =G2
B | 259335-002 | 16-- No. 24 T-PIECE RAUTITAN his311 & RAUTITAN stabil | 0.2 | ea | =GetRate("PLU",$A3,2) | 1 | =PRODUCT(C3*E3,F3) | =G3
B | 235595-001 | 20 ANCHOR CLIP | 1.6667 | m | =GetRate("PLU",$A4,2) | 1 | =PRODUCT(C4*E4,F4) | =G4
B |  | Discount | =GetValue("Discount PLU PPR",3) | % | =SubTotal(G1:G4) | 1 | =PRODUCT(C5*E5,F5) | =G5
B |  | Waste and Fixings | =GetValue("Waste 20%",3) | % | =SubTotal(G1:G5) | 1 | =PRODUCT(C6*E6,F6) | =G6
B | Plumber | Plumber | 0.3 | hrs | =GetRate("LAB1",$A7,2) | 1 | =PRODUCT(C7*E7,F7) | =G7
B | Plumber | Plumber | 0.1 | hrs | =GetRate("LAB1",$A8,2) | 0.4 | =PRODUCT(C8*E8,F8) | =G8
B | Plumber | Plumber | 0.14 | hrs | =GetRate("LAB1",$A9,2) | 0.2 | =PRODUCT(C9*E9,F9) | =G9
B |  | Margin | =GetValue("Plumbers margin",3) | % | =SubTotal(G1:G9) | 1 | =PRODUCT(C10*E10,F10) | =G10
B |  | Plain elbow at 2 per 5 = 2/5 0r 0.40/m
B |  | Coupler, 1 per 5m = 0.20 tees per m
B |  | Pipe clip at 600 cc, =1/0.6
I | T27.38.769 | 20mm dia OD, 14mm ID, including fittings | T27.38_PLU_Pipe WaterSupply | m
B | 130081-005 | 20 x 2.9 RAUTITAN stabil pipe for potable water & radiator heating - silver | 1 | m | =GetRate("PLU",$A1,2) | 1 | =PRODUCT(C1*E1,F1) | =G1
B | 139471-002 | 20-- No. 12 ELBOW RAUTITAN his311 & RAUTITAN stabil | 0.4 | ea | =GetRate("PLU",$A2,2) | 1 | =PRODUCT(C2*E2,F2) | =G2
B | 259345-002 | 20-- No. 24 T-PIECE RAUTITAN his311 & RAUTITAN stabil | 0.2 | ea | =GetRate("PLU",$A3,2) | 1 | =PRODUCT(C3*E3,F3) | =G3
B | 235595-001 | 20 ANCHOR CLIP | 1.6667 | ea | =GetRate("PLU",$A4,2) | 1 | =PRODUCT(C4*E4,F4) | =G4
B |  | Discount | =GetValue("Discount PLU PPR",3) | % | =SubTotal(G1:G4) | 1 | =PRODUCT(C5*E5,F5) | =G5
B |  | Waste and Fixings | =GetValue("Waste 20%",3) | % | =SubTotal(G1:G5) | 1 | =PRODUCT(C6*E6,F6) | =G6
B | Plumber | Plumber | 0.33 | hrs | =GetRate("LAB1",$A7,2) | 1 | =PRODUCT(C7*E7,F7) | =G7
B | Plumber | Plumber | 0.1 | hrs | =GetRate("LAB1",$A8,2) | 0.4 | =PRODUCT(C8*E8,F8) | =G8
B | Plumber | Plumber | 0.14 | hrs | =GetRate("LAB1",$A9,2) | 0.2 | =PRODUCT(C9*E9,F9) | =G9
B |  | Margin | =GetValue("Plumbers margin",3) | % | =SubTotal(G1:G9) | 1 | =PRODUCT(C10*E10,F10) | =G10
B |  | Plain elbow at 2 per 5 = 2/5 0r 0.40/m
B |  | Coupler, 1 per 5m = 0.20 tees per m
B |  | Pipe clip at 600 cc, =1/0.6
I | T27.38.773 | 25mm dia OD, 18mm ID, including fittings | T27.38_PLU_Pipe WaterSupply | m
B | 130091-005 | 25 x 3.7 RAUTITAN stabil pipe for potable water & radiator heating - silver | 1 | m | =GetRate("PLU",$A1,2) | 1 | =PRODUCT(C1*E1,F1) | =G1
B | 139481-002 | 25-- No. 12 ELBOW RAUTITAN his311 & RAUTITAN stabil | 0.4 | ea | =GetRate("PLU",$A2,2) | 1 | =PRODUCT(C2*E2,F2) | =G2
B | 259355-002 | 25-- No. 24 T-PIECE RAUTITAN his311 & RAUTITAN stabil | 0.2 | ea | =GetRate("PLU",$A3,2) | 1 | =PRODUCT(C3*E3,F3) | =G3
B | 235745-001 | 25 OPEN CLIP | 1.6667 | ea | =GetRate("PLU",$A4,2) | 1 | =PRODUCT(C4*E4,F4) | =G4
B |  | Discount | =GetValue("Discount PLU PPR",3) | % | =SubTotal(G1:G4) | 1 | =PRODUCT(C5*E5,F5) | =G5
B |  | Waste and Fixings | =GetValue("Waste 20%",3) | % | =SubTotal(G1:G5) | 1 | =PRODUCT(C6*E6,F6) | =G6
B | Plumber | Plumber | 0.35 | hrs | =GetRate("LAB1",$A7,2) | 1 | =PRODUCT(C7*E7,F7) | =G7
B | Plumber | Plumber | 0.1 | hrs | =GetRate("LAB1",$A8,2) | 0.4 | =PRODUCT(C8*E8,F8) | =G8
B | Plumber | Plumber | 0.14 | hrs | =GetRate("LAB1",$A9,2) | 0.2 | =PRODUCT(C9*E9,F9) | =G9
B |  | Margin | =GetValue("Plumbers margin",3) | % | =SubTotal(G1:G9) | 1 | =PRODUCT(C10*E10,F10) | =G10
I | T27.38.777 | 32mm dia OD, 23mm ID | T27.38_PLU_Pipe WaterSupply | m
B | 130101-005 | 32 x 4.7 RAUTITAN stabil pipe for potable water & radiator heating - silver | 1 | m | =GetRate("PLU",$A1,2) | 1 | =PRODUCT(C1*E1,F1) | =G1
B |  | Discount | =GetValue("Discount PLU PPR",3) | % | =SubTotal(G1:G1) | 1 | =PRODUCT(C2*E2,F2) | =G2
B |  | Waste and Fixings | =GetValue("Waste 20%",3) | % | =SubTotal(G1:G2) | 1 | =PRODUCT(C3*E3,F3) | =G3
B | Plumber | Plumber | 0.35 | hrs | =GetRate("LAB1",$A4,2) | 1 | =PRODUCT(C4*E4,F4) | =G4
B |  | Margin | =GetValue("Plumbers margin",3) | % | =SubTotal(G1:G4) | 1 | =PRODUCT(C5*E5,F5) | =G5
I | T27.38.781 | 40mm dia OD, 28mm ID | T27.38_PLU_Pipe WaterSupply | m
B | 130111-005 | 40 x 6.0 RAUTITAN stabil pipe for potable water & radiator heating - silver | 1 | m | =GetRate("PLU",$A1,2) | 1 | =PRODUCT(C1*E1,F1) | =G1
B |  | Discount | =GetValue("Discount PLU PPR",3) | % | =SubTotal(G1:G1) | 1 | =PRODUCT(C2*E2,F2) | =G2
B |  | Waste and Fixings | =GetValue("Waste 20%",3) | % | =SubTotal(G1:G2) | 1 | =PRODUCT(C3*E3,F3) | =G3
B | Plumber | Plumber | 0.4 | hrs | =GetRate("LAB1",$A4,2) | 1 | =PRODUCT(C4*E4,F4) | =G4
B |  | Margin | =GetValue("Plumbers margin",3) | % | =SubTotal(G1:G4) | 1 | =PRODUCT(C5*E5,F5) | =G5
I | T27.38.785 | <b>RAUTITAN Fittings,</b> both above pipe types | T27.38_PLU_Pipe WaterSupply
I | T27.38.789 | Bend | T27.38_PLU_Pipe WaterSupply
I | T27.38.793 | 20mm dia OD | T27.38_PLU_Pipe WaterSupply | No
B | 139471-002 | 20-- No. 12 ELBOW RAUTITAN his311 & RAUTITAN stabil | 1 | ea | =GetRate("PLU",$A1,2) | 1 | =PRODUCT(C1*E1,F1) | =G1
B | 235705-001 | 20 OPEN CLIP | 1 | ea | =GetRate("PLU",$A2,2) | 1 | =PRODUCT(C2*E2,F2) | =G2
B |  | Discount | =GetValue("Discount PLU PPR",3) | % | =SubTotal(G1:G2) | 1 | =PRODUCT(C3*E3,F3) | =G3
B |  | Waste and Fixings | =GetValue("Waste 20%",3) | % | =SubTotal(G1:G3) | 1 | =PRODUCT(C4*E4,F4) | =G4
B | Plumber | Plumber | 0.1 | hrs | =GetRate("LAB1",$A5,2) | 1 | =PRODUCT(C5*E5,F5) | =G5
B |  | Margin | =GetValue("Plumbers margin",3) | % | =SubTotal(G1:G5) | 1 | =PRODUCT(C6*E6,F6) | =G6
I | T27.38.797 | 25mm dia OD | T27.38_PLU_Pipe WaterSupply | No
B | 139481-002 | 25-- No. 12 ELBOW RAUTITAN his311 & RAUTITAN stabil | 1 | ea | =GetRate("PLU",$A1,2) | 1 | =PRODUCT(C1*E1,F1) | =G1
B | 235715-001 | 25 OPEN CLIP | 1 | ea | =GetRate("PLU",$A2,2) | 1 | =PRODUCT(C2*E2,F2) | =G2
B |  | Discount | =GetValue("Discount PLU PPR",3) | % | =SubTotal(G1:G2) | 1 | =PRODUCT(C3*E3,F3) | =G3
B |  | Waste and Fixings | =GetValue("Waste 20%",3) | % | =SubTotal(G1:G3) | 1 | =PRODUCT(C4*E4,F4) | =G4
B | Plumber | Plumber | 0.1 | hrs | =GetRate("LAB1",$A5,2) | 1 | =PRODUCT(C5*E5,F5) | =G5
B |  | Margin | =GetValue("Plumbers margin",3) | % | =SubTotal(G1:G5) | 1 | =PRODUCT(C6*E6,F6) | =G6
I | T27.38.801 | 32mm dia OD | T27.38_PLU_Pipe WaterSupply | No
B | 137413-001 | 32-- No. 12 ELBOW RAUTITAN his311 & RAUTITAN stabil | 1 | ea | =GetRate("PLU",$A1,2) | 1 | =PRODUCT(C1*E1,F1) | =G1
B | 840_32 | 840 32mm PVC Pipe Clip | 1 | No | =GetRate("PLU",$A2,2) | 1 | =PRODUCT(C2*E2,F2) | =G2
B |  | Discount | =GetValue("Discount PLU PPR",3) | % | =SubTotal(G1:G2) | 1 | =PRODUCT(C3*E3,F3) | =G3
B |  | Waste and Fixings | =GetValue("Waste 20%",3) | % | =SubTotal(G1:G3) | 1 | =PRODUCT(C4*E4,F4) | =G4
B | Plumber | Plumber | 0.13 | hrs | =GetRate("LAB1",$A5,2) | 1 | =PRODUCT(C5*E5,F5) | =G5
B |  | Margin | =GetValue("Plumbers margin",3) | % | =SubTotal(G1:G5) | 1 | =PRODUCT(C6*E6,F6) | =G6
I | T27.38.805 | 40mm dia OD | T27.38_PLU_Pipe WaterSupply | No
B | 139872-001 | 40-- No. 12 ELBOW RAUTITAN his311 & RAUTITAN stabil | 1 | ea | =GetRate("PLU",$A1,2) | 1 | =PRODUCT(C1*E1,F1) | =G1
B | 840_40 | 840 40mm PVC Pipe Clip | 1 | No | =GetRate("PLU",$A2,2) | 1 | =PRODUCT(C2*E2,F2) | =G2
B |  | Discount | =GetValue("Discount PLU PPR",3) | % | =SubTotal(G1:G2) | 1 | =PRODUCT(C3*E3,F3) | =G3
B |  | Waste and Fixings | =GetValue("Waste 20%",3) | % | =SubTotal(G1:G3) | 1 | =PRODUCT(C4*E4,F4) | =G4
B | Plumber | Plumber | 0.15 | hrs | =GetRate("LAB1",$A5,2) | 1 | =PRODUCT(C5*E5,F5) | =G5
B |  | Margin | =GetValue("Plumbers margin",3) | % | =SubTotal(G1:G5) | 1 | =PRODUCT(C6*E6,F6) | =G6
I | T27.38.809 | Tee, plain | T27.38_PLU_Pipe WaterSupply
I | T27.38.813 | 20mm dia OD | T27.38_PLU_Pipe WaterSupply | No
B | 259335-002 | 16-- No. 24 T-PIECE RAUTITAN his311 & RAUTITAN stabil | 1 | ea | =GetRate("PLU",$A1,2) | 1 | =PRODUCT(C1*E1,F1) | =G1
B | 235705-001 | 20 OPEN CLIP | 1 | ea | =GetRate("PLU",$A2,2) | 1 | =PRODUCT(C2*E2,F2) | =G2
B |  | Discount | =GetValue("Discount PLU PPR",3) | % | =SubTotal(G1:G2) | 1 | =PRODUCT(C3*E3,F3) | =G3
B |  | Waste and Fixings | =GetValue("Waste 20%",3) | % | =SubTotal(G1:G3) | 1 | =PRODUCT(C4*E4,F4) | =G4
B | Plumber | Plumber | 0.14 | hrs | =GetRate("LAB1",$A5,2) | 1 | =PRODUCT(C5*E5,F5) | =G5
B |  | Margin | =GetValue("Plumbers margin",3) | % | =SubTotal(G1:G5) | 1 | =PRODUCT(C6*E6,F6) | =G6
I | T27.38.817 | 25mm dia OD | T27.38_PLU_Pipe WaterSupply | No
B | 259345-002 | 20-- No. 24 T-PIECE RAUTITAN his311 & RAUTITAN stabil | 1 | ea | =GetRate("PLU",$A1,2) | 1 | =PRODUCT(C1*E1,F1) | =G1
B | 235715-001 | 25 OPEN CLIP | 1 | ea | =GetRate("PLU",$A2,2) | 1 | =PRODUCT(C2*E2,F2) | =G2
B |  | Discount | =GetValue("Discount PLU PPR",3) | % | =SubTotal(G1:G2) | 1 | =PRODUCT(C3*E3,F3) | =G3
B |  | Waste and Fixings | =GetValue("Waste 20%",3) | % | =SubTotal(G1:G3) | 1 | =PRODUCT(C4*E4,F4) | =G4
B | Plumber | Plumber | 0.14 | hrs | =GetRate("LAB1",$A5,2) | 1 | =PRODUCT(C5*E5,F5) | =G5
B |  | Margin | =GetValue("Plumbers margin",3) | % | =SubTotal(G1:G5) | 1 | =PRODUCT(C6*E6,F6) | =G6
I | T27.38.821 | 32mm dia OD | T27.38_PLU_Pipe WaterSupply | No
B | 138941-002 | 32-- No. 24 T-PIECE RAUTITAN his311 & RAUTITAN stabil | 1 | ea | =GetRate("PLU",$A1,2) | 1 | =PRODUCT(C1*E1,F1) | =G1
B | 840_32 | 840 32mm PVC Pipe Clip | 1 | No | =GetRate("PLU",$A2,2) | 1 | =PRODUCT(C2*E2,F2) | =G2
B |  | Discount | =GetValue("Discount PLU PPR",3) | % | =SubTotal(G1:G2) | 1 | =PRODUCT(C3*E3,F3) | =G3
B |  | Waste and Fixings | =GetValue("Waste 20%",3) | % | =SubTotal(G1:G3) | 1 | =PRODUCT(C4*E4,F4) | =G4
B | Plumber | Plumber | 0.15 | hrs | =GetRate("LAB1",$A5,2) | 1 | =PRODUCT(C5*E5,F5) | =G5
B |  | Margin | =GetValue("Plumbers margin",3) | % | =SubTotal(G1:G5) | 1 | =PRODUCT(C6*E6,F6) | =G6
I | T27.38.825 | 40mm dia OD | T27.38_PLU_Pipe WaterSupply | No
B | 137073-001 | 40-- No. 24 T-PIECE RAUTITAN his311 & RAUTITAN stabil | 1 | ea | =GetRate("PLU",$A1,2) | 1 | =PRODUCT(C1*E1,F1) | =G1
B | 840_40 | 840 40mm PVC Pipe Clip | 1 | No | =GetRate("PLU",$A2,2) | 1 | =PRODUCT(C2*E2,F2) | =G2
B |  | Discount | =GetValue("Discount PLU PPR",3) | % | =SubTotal(G1:G2) | 1 | =PRODUCT(C3*E3,F3) | =G3
B |  | Waste and Fixings | =GetValue("Waste 20%",3) | % | =SubTotal(G1:G3) | 1 | =PRODUCT(C4*E4,F4) | =G4
B | Plumber | Plumber | 0.18 | hrs | =GetRate("LAB1",$A5,2) | 1 | =PRODUCT(C5*E5,F5) | =G5
B |  | Margin | =GetValue("Plumbers margin",3) | % | =SubTotal(G1:G5) | 1 | =PRODUCT(C6*E6,F6) | =G6
B |  | Plain elbow at 2 per 5 = 2/5 0r 0.40/m
B |  | Coupler, 1 per 5m = 0.20 tees per m
B |  | Pipe clip at 600 cc, =1/0.6
I | T27.38.829 | Reducing coupling | T27.38_PLU_Pipe WaterSupply
I | T27.38.833 | 25mm to 20mm dia | T27.38_PLU_Pipe WaterSupply | No
B | 257366-002 | 2520- No. 1R REDUCING COUPLING RAUTITAN his311 & RAUTITAN stabil | 1 | ea | =GetRate("PLU",$A1,2) | 1 | =PRODUCT(C1*E1,F1) | =G1
B | 235715-001 | 25 OPEN CLIP | 1 | ea | =GetRate("PLU",$A2,2) | 1 | =PRODUCT(C2*E2,F2) | =G2
B |  | Discount | =GetValue("Discount PLU PPR",3) | % | =SubTotal(G1:G2) | 1 | =PRODUCT(C3*E3,F3) | =G3
B |  | Waste and Fixings | =GetValue("Waste 20%",3) | % | =SubTotal(G1:G3) | 1 | =PRODUCT(C4*E4,F4) | =G4
B | Plumber | Plumber | 0.1 | hrs | =GetRate("LAB1",$A5,2) | 1 | =PRODUCT(C5*E5,F5) | =G5
B |  | Margin | =GetValue("Plumbers margin",3) | % | =SubTotal(G1:G5) | 1 | =PRODUCT(C6*E6,F6) | =G6
I | T27.38.837 | 40mm to 20mm dia | T27.38_PLU_Pipe WaterSupply | No
B | 137582-001 | 4020- No. 1R REDUCING COUPLING RAUTITAN his311 & RAUTITAN stabil | 1 | ea | =GetRate("PLU",$A1,2) | 1 | =PRODUCT(C1*E1,F1) | =G1
B | 840_25 | 840 25mm PVC Pipe Clip | 1 | No | =GetRate("PLU",$A2,2) | 1 | =PRODUCT(C2*E2,F2) | =G2
B |  | Discount | =GetValue("Discount PLU PPR",3) | % | =SubTotal(G1:G2) | 1 | =PRODUCT(C3*E3,F3) | =G3
B |  | Waste and Fixings | =GetValue("Waste 20%",3) | % | =SubTotal(G1:G3) | 1 | =PRODUCT(C4*E4,F4) | =G4
B | Plumber | Plumber | 0.13 | hrs | =GetRate("LAB1",$A5,2) | 1 | =PRODUCT(C5*E5,F5) | =G5
B |  | Margin | =GetValue("Plumbers margin",3) | % | =SubTotal(G1:G5) | 1 | =PRODUCT(C6*E6,F6) | =G6
B |  | Plain elbow at 2 per 5 = 2/5 0r 0.40/m
B |  | Coupler, 1 per 5m = 0.20 tees per m
B |  | Pipe clip at 600 cc, =1/0.6
I | T27.38.841 | 40mm to 32mm dia | T27.38_PLU_Pipe WaterSupply | No
B | 137393-001 | 4032- No. 1R REDUCING COUPLING RAUTITAN his311 & RAUTITAN stabil | 1 | ea | =GetRate("PLU",$A1,2) | 1 | =PRODUCT(C1*E1,F1) | =G1
B | 840_25 | 840 25mm PVC Pipe Clip | 1 | No | =GetRate("PLU",$A2,2) | 1 | =PRODUCT(C2*E2,F2) | =G2
B |  | Discount | =GetValue("Discount PLU PPR",3) | % | =SubTotal(G1:G2) | 1 | =PRODUCT(C3*E3,F3) | =G3
B |  | Waste and Fixings | =GetValue("Waste 20%",3) | % | =SubTotal(G1:G3) | 1 | =PRODUCT(C4*E4,F4) | =G4
B | Plumber | Plumber | 0.13 | hrs | =GetRate("LAB1",$A5,2) | 1 | =PRODUCT(C5*E5,F5) | =G5
B |  | Margin | =GetValue("Plumbers margin",3) | % | =SubTotal(G1:G5) | 1 | =PRODUCT(C6*E6,F6) | =G6
B |  | Plain elbow at 2 per 5 = 2/5 0r 0.40/m
B |  | Coupler, 1 per 5m = 0.20 tees per m
B |  | Pipe clip at 600 cc, =1/0.6
I | T27.39.001 | Pipework: Non-Potable Water Supply | T27.39_PLU_Pipe Water NonPotable
I | T27.39.005 | Rates for pipework of less than 25mm dia include bends, elbows, tees and the like. | T27.39_PLU_Pipe Water NonPotable
I | T27.39.009 | Rates for pipework of 25mm dia and over exclude all fittings. | T27.39_PLU_Pipe Water NonPotable
I | T27.39.013 | <b>Buteline Polybutylene Pipe,</b> lilac coloured | T27.39_PLU_Pipe Water NonPotable
I | T27.39.017 | 15mm dia, 3 fittings/5m | T27.39_PLU_Pipe Water NonPotable | m
B | BUTBCR18 | 18mm Buteline 50m Lilac Pipe (Coil) | 1 | m | =GetRate("PLU",$A1,2) | 0.02 | =PRODUCT(C1*E1,F1) | =G1
B | BUTE15 | 15mm Bute E15 Elbow | 0.4 | No | =GetRate("PLU",$A2,2) | 1 | =PRODUCT(C2*E2,F2) | =G2
B | BUTS15 | 15mm Bute S15 Stgt Coupling | 0.2 | No | =GetRate("PLU",$A3,2) | 1 | =PRODUCT(C3*E3,F3) | =G3
B | BUTBA15 | 15mm Bute BA15 Pipe Clip | 1.6667 | No | =GetRate("PLU",$A4,2) | 1 | =PRODUCT(C4*E4,F4) | =G4
B |  | Discount at 20% | =GetValue("Discount PLU PPR",3) | % | =SubTotal(G1:G4) | 1 | =PRODUCT(C5*E5,F5) | =G5
B |  | Waste, tools and fixings | =GetValue("Waste 20%",3) | % | =SubTotal(G1:G5) | 1 | =PRODUCT(C6*E6,F6) | =G6
B | Plumber | Plumber | 0.13 | hrs | =GetRate("LAB1",$A7,2) | 1 | =PRODUCT(C7*E7,F7) | =G7
B |  | Margin | =GetValue("Plumbers margin",3) | % | =SubTotal(G1:G7) | 1 | =PRODUCT(C8*E8,F8) | =G8
B |  | Plain bend at 2 per 5 = 2/5 0r 0.40/m
B |  | Straight connector, 1 per 5m = 0.20 per m
B |  | Hose clip at 600cc =1/0.60
I | T27.39.021 | 20mm dia, 3 fittings/5m | T27.39_PLU_Pipe Water NonPotable | m
B | BUTBCR22 | 22mm Buteline 50m Lilac Pipe (Coil) | 1 | m | =GetRate("PLU",$A1,2) | 0.02 | =PRODUCT(C1*E1,F1) | =G1
B | BUTE20 | 20mm Bute E20 Elbow | 0.4 | No | =GetRate("PLU",$A2,2) | 1 | =PRODUCT(C2*E2,F2) | =G2
B | BUTS20 | 20mm Bute S20 Stgt Coupling | 0.2 | No | =GetRate("PLU",$A3,2) | 1 | =PRODUCT(C3*E3,F3) | =G3
B | BUTBA20 | 20mm Bute BA20 Pipe Clip | 1.6667 | No | =GetRate("PLU",$A4,2) | 1 | =PRODUCT(C4*E4,F4) | =G4
B |  | Discount at 20% | =GetValue("Discount PLU PPR",3) | % | =SubTotal(G1:G4) | 1 | =PRODUCT(C5*E5,F5) | =G5
B |  | Waste, tools and fixings | =GetValue("Waste 20%",3) | % | =SubTotal(G1:G5) | 1 | =PRODUCT(C6*E6,F6) | =G6
B | Plumber | Plumber | 0.13 | hrs | =GetRate("LAB1",$A7,2) | 1 | =PRODUCT(C7*E7,F7) | =G7
B |  | Margin | =GetValue("Plumbers margin",3) | % | =SubTotal(G1:G7) | 1 | =PRODUCT(C8*E8,F8) | =G8
B |  | Plain bend at 2 per 5 = 2/5 0r 0.40/m
B |  | Straight connector, 1 per 5m = 0.20 per m
B |  | Hose clip at 600cc =1/0.60
I | T27.39.025 | <b>Aquatherm SDR 7.4</b> lilac pipe | T27.39_PLU_Pipe Water NonPotable
I | T27.39.029 | 20mm OD, 14mm ID, 3 fittings/5m | T27.39_PLU_Pipe Water NonPotable | m
B | FP10808 | Fusiotherm PP 10808 SDR7 Pipe PN16 20mm 4m | 1 | m | =GetRate("PLU",$A1,2) | 0.25 | =PRODUCT(C1*E1,F1) | =G1
B | FP12108 | Fusiotherm PP 12108 Elbow 90' F/F 20mm | 0.4 | No | =GetRate("PLU",$A2,2) | 1 | =PRODUCT(C2*E2,F2) | =G2
B | FP13108 | Fusiotherm PP 13108 Tee 20mm | 0.2 | No | =GetRate("PLU",$A3,2) | 1 | =PRODUCT(C3*E3,F3) | =G3
B | 840_20 | 840 20mm PVC Pipe Clip | 1.6667 | No | =GetRate("PLU",$A4,2) | 1 | =PRODUCT(C4*E4,F4) | =G4
B |  | Discount | =GetValue("Discount PLU PPR",3) | % | =SubTotal(G1:G4) | 1 | =PRODUCT(C5*E5,F5) | =G5
B |  | Waste and Fixings | =GetValue("Waste 20%",3) | % | =SubTotal(G1:G5) | 1 | =PRODUCT(C6*E6,F6) | =G6
B | Plumber | Plumber | 0.4 | hrs | =GetRate("LAB1",$A7,2) | 1 | =PRODUCT(C7*E7,F7) | =G7
B |  | Margin | =GetValue("Plumbers margin",3) | % | =SubTotal(G1:G7) | 1 | =PRODUCT(C8*E8,F8) | =G8
B |  | use standard pipe rate and increase discount to 40%
B |  | Plain elbow at 2 per 5 = 2/5 0r 0.40/m
B |  | Coupler, 1 per 5m = 0.20 tees per m
B |  | Pipe clip at 600 cc, =1/0.6
I | T27.39.033 | 25mm OD, 18mm ID, 3 fittings/5m | T27.39_PLU_Pipe Water NonPotable | m
B | FP9010810 | Lilac 25x3.5mm SDR7.4 4m Straight Pipe | 1 | m | =GetRate("PLU",$A1,2) | 0.25 | =PRODUCT(C1*E1,F1) | =G1
B | FP12110 | Fusiotherm PP 12110 Elbow 90' F/F 25mm | 0.4 | no | =GetRate("PLU",$A2,2) | 1 | =PRODUCT(C2*E2,F2) | =G2
B | FP13110 | Fusiotherm PP 13110 Tee 25mm | 0.2 | no | =GetRate("PLU",$A3,2) | 1 | =PRODUCT(C3*E3,F3) | =G3
B | 840_25 | 840 25mm PVC Pipe Clip | 1.6667 | no | =GetRate("PLU",$A4,2) | 1 | =PRODUCT(C4*E4,F4) | =G4
B |  | Discount | =GetValue("Discount PLU PPR",3) | % | =SubTotal(G1:G4) | 1 | =PRODUCT(C5*E5,F5) | =G5
B |  | Waste and Fixings | =GetValue("Waste 20%",3) | % | =SubTotal(G1:G5) | 1 | =PRODUCT(C6*E6,F6) | =G6
B | Plumber | Plumber | 0.35 | hrs | =GetRate("LAB1",$A7,2) | 1 | =PRODUCT(C7*E7,F7) | =G7
B | Plumber | Plumber | 0.1 | hrs | =GetRate("LAB1",$A8,2) | 0.4 | =PRODUCT(C8*E8,F8) | =G8
B | Plumber | Plumber | 0.14 | hrs | =GetRate("LAB1",$A9,2) | 0.2 | =PRODUCT(C9*E9,F9) | =G9
B |  | Margin | =GetValue("Plumbers margin",3) | % | =SubTotal(G1:G9) | 1 | =PRODUCT(C10*E10,F10) | =G10
I | T27.39.037 | <b>Aquatherm SDR 11</b> lilac pipe | T27.39_PLU_Pipe Water NonPotable
I | T27.39.041 | 32mm dia | T27.39_PLU_Pipe Water NonPotable | m
B | FP9010212 | Lilac 32x4.4mm SDR11 4m Straight Pipe | 1 | m | =GetRate("PLU",$A1,2) | 0.25 | =PRODUCT(C1*E1,F1) | =G1
B |  | Discount | =GetValue("Discount PLU PPR",3) | % | =SubTotal(G1:G1) | 1 | =PRODUCT(C2*E2,F2) | =G2
B |  | Waste and Fixings | =GetValue("Waste 20%",3) | % | =SubTotal(G1:G2) | 1 | =PRODUCT(C3*E3,F3) | =G3
B | Plumber | Plumber | 0.35 | hrs | =GetRate("LAB1",$A4,2) | 1 | =PRODUCT(C4*E4,F4) | =G4
B |  | Margin | =GetValue("Plumbers margin",3) | % | =SubTotal(G1:G4) | 1 | =PRODUCT(C5*E5,F5) | =G5
I | T27.39.045 | 40mm dia | T27.39_PLU_Pipe Water NonPotable | m
B | FP9010214 | Lilac 40x5.5mm SDR11 4m Straight Pipe | 1 | m | =GetRate("PLU",$A1,2) | 0.25 | =PRODUCT(C1*E1,F1) | =G1
B |  | Discount | =GetValue("Discount PLU PPR",3) | % | =SubTotal(G1:G1) | 1 | =PRODUCT(C2*E2,F2) | =G2
B |  | Waste and Fixings | =GetValue("Waste 20%",3) | % | =SubTotal(G1:G2) | 1 | =PRODUCT(C3*E3,F3) | =G3
B | Plumber | Plumber | 0.4 | hrs | =GetRate("LAB1",$A4,2) | 1 | =PRODUCT(C4*E4,F4) | =G4
B |  | Margin | =GetValue("Plumbers margin",3) | % | =SubTotal(G1:G4) | 1 | =PRODUCT(C5*E5,F5) | =G5
I | T27.39.049 | 63mm dia | T27.39_PLU_Pipe Water NonPotable | m
B | FP9010218 | Lilac 63x8.8mm SDR11 4m Straight Pipe | 1 | m | =GetRate("PLU",$A1,2) | 0.25 | =PRODUCT(C1*E1,F1) | =G1
B |  | Discount | =GetValue("Discount PLU PPR",3) | % | =SubTotal(G1:G1) | 1 | =PRODUCT(C2*E2,F2) | =G2
B |  | Waste and Fixings | =GetValue("Waste 20%",3) | % | =SubTotal(G1:G2) | 1 | =PRODUCT(C3*E3,F3) | =G3
B | Plumber | Plumber | 0.45 | hrs | =GetRate("LAB1",$A4,2) | 1 | =PRODUCT(C4*E4,F4) | =G4
B |  | Margin | =GetValue("Plumbers margin",3) | % | =SubTotal(G1:G4) | 1 | =PRODUCT(C5*E5,F5) | =G5
I | T27.39.053 | 75mm dia | T27.39_PLU_Pipe Water NonPotable | m
B | FP9010220 | Lilac 75x6.8mm SDR711 4m Straight Pipe | 1 | m | =GetRate("PLU",$A1,2) | 0.25 | =PRODUCT(C1*E1,F1) | =G1
B |  | Discount | =GetValue("Discount PLU PPR",3) | % | =SubTotal(G1:G1) | 1 | =PRODUCT(C2*E2,F2) | =G2
B |  | Waste and Fixings | =GetValue("Waste 20%",3) | % | =SubTotal(G1:G2) | 1 | =PRODUCT(C3*E3,F3) | =G3
B | Plumber | Plumber | 0.47 | hrs | =GetRate("LAB1",$A4,2) | 1 | =PRODUCT(C4*E4,F4) | =G4
B |  | Margin | =GetValue("Plumbers margin",3) | % | =SubTotal(G1:G4) | 1 | =PRODUCT(C5*E5,F5) | =G5
I | T27.39.057 | 90mm dia | T27.39_PLU_Pipe Water NonPotable | m
B | FP9010222 | Lilac 90x8.2mm SDR711 4m Straight Pipe | 1 | m | =GetRate("PLU",$A1,2) | 0.25 | =PRODUCT(C1*E1,F1) | =G1
B |  | Discount | =GetValue("Discount PLU PPR",3) | % | =SubTotal(G1:G1) | 1 | =PRODUCT(C2*E2,F2) | =G2
B |  | Waste and Fixings | =GetValue("Waste 20%",3) | % | =SubTotal(G1:G2) | 1 | =PRODUCT(C3*E3,F3) | =G3
B | Plumber | Plumber | 0.55 | hrs | =GetRate("LAB1",$A4,2) | 1 | =PRODUCT(C4*E4,F4) | =G4
B |  | Margin | =GetValue("Plumbers margin",3) | % | =SubTotal(G1:G4) | 1 | =PRODUCT(C5*E5,F5) | =G5
I | T27.39.061 | 110mm dia | T27.39_PLU_Pipe Water NonPotable | m
B | FP9010224 | Lilac 110x10mm SDR711 4m Straight Pipe | 1 | m | =GetRate("PLU",$A1,2) | 0.25 | =PRODUCT(C1*E1,F1) | =G1
B |  | Discount | =GetValue("Discount PLU PPR",3) | % | =SubTotal(G1:G1) | 1 | =PRODUCT(C2*E2,F2) | =G2
B |  | Waste and Fixings | =GetValue("Waste 20%",3) | % | =SubTotal(G1:G2) | 1 | =PRODUCT(C3*E3,F3) | =G3
B | Plumber | Plumber | 0.65 | hrs | =GetRate("LAB1",$A4,2) | 1 | =PRODUCT(C4*E4,F4) | =G4
B |  | Margin | =GetValue("Plumbers margin",3) | % | =SubTotal(G1:G4) | 1 | =PRODUCT(C5*E5,F5) | =G5
I | T27.39.065 | <b>RAUTITAN PE-Xa</b> lilac pipe | T27.39_PLU_Pipe Water NonPotable
I | T27.39.069 | 16mm OD, 11mm ID, 3 fittings/5m | T27.39_PLU_Pipe Water NonPotable | m
B | 139400-050 | 16 x 2.2 RAUTITAN lilac pipe for recycled water | 1 | m | =GetRate("PLU",$A1,2) | 1 | =PRODUCT(C1*E1,F1) | =G1
B | 139461-002 | 16-- No. 12 ELBOW RAUTITAN his311 & RAUTITAN stabil | 0.4 | ea | =GetRate("PLU",$A2,2) | 1 | =PRODUCT(C2*E2,F2) | =G2
B | 259335-002 | 16-- No. 24 T-PIECE RAUTITAN his311 & RAUTITAN stabil | 0.2 | ea | =GetRate("PLU",$A3,2) | 1 | =PRODUCT(C3*E3,F3) | =G3
B | 139140-005 | 16 x 2.2 RAUTITAN his 311 pipe for potable water - black | 1.6667 | m | =GetRate("PLU",$A4,2) | 1 | =PRODUCT(C4*E4,F4) | =G4
B |  | Discount | =GetValue("Discount PLU PPR",3) | % | =SubTotal(G1:G4) | 1 | =PRODUCT(C5*E5,F5) | =G5
B |  | Waste and Fixings | =GetValue("Waste 20%",3) | % | =SubTotal(G1:G5) | 1 | =PRODUCT(C6*E6,F6) | =G6
B | Plumber | Plumber | 0.3 | hrs | =GetRate("LAB1",$A7,2) | 1 | =PRODUCT(C7*E7,F7) | =G7
B | Plumber | Plumber | 0.1 | hrs | =GetRate("LAB1",$A8,2) | 0.4 | =PRODUCT(C8*E8,F8) | =G8
B | Plumber | Plumber | 0.14 | hrs | =GetRate("LAB1",$A9,2) | 0.2 | =PRODUCT(C9*E9,F9) | =G9
B |  | Margin | =GetValue("Plumbers margin",3) | % | =SubTotal(G1:G9) | 1 | =PRODUCT(C10*E10,F10) | =G10
B |  | Plain elbow at 2 per 5 = 2/5 0r 0.40/m
B |  | Coupler, 1 per 5m = 0.20 tees per m
B |  | Pipe clip at 600 cc, =1/0.6
I | T27.39.073 | 20mm OD, 14mm ID, 3 fittings/5m | T27.39_PLU_Pipe Water NonPotable | m
B | 139410-050 | 20 x 2.8 RAUTITAN lilac pipe for recycled water | 1 | m | =GetRate("PLU",$A1,2) | 1 | =PRODUCT(C1*E1,F1) | =G1
B | 139471-002 | 20-- No. 12 ELBOW RAUTITAN his311 & RAUTITAN stabil | 0.4 | ea | =GetRate("PLU",$A2,2) | 1 | =PRODUCT(C2*E2,F2) | =G2
B | 259345-002 | 20-- No. 24 T-PIECE RAUTITAN his311 & RAUTITAN stabil | 0.2 | ea | =GetRate("PLU",$A3,2) | 1 | =PRODUCT(C3*E3,F3) | =G3
B | 235595-001 | 20 ANCHOR CLIP | 1.6667 | ea | =GetRate("PLU",$A4,2) | 1 | =PRODUCT(C4*E4,F4) | =G4
B |  | Discount | =GetValue("Discount PLU PPR",3) | % | =SubTotal(G1:G4) | 1 | =PRODUCT(C5*E5,F5) | =G5
B |  | Waste and Fixings | =GetValue("Waste 20%",3) | % | =SubTotal(G1:G5) | 1 | =PRODUCT(C6*E6,F6) | =G6
B | Plumber | Plumber | 0.33 | hrs | =GetRate("LAB1",$A7,2) | 1 | =PRODUCT(C7*E7,F7) | =G7
B | Plumber | Plumber | 0.1 | hrs | =GetRate("LAB1",$A8,2) | 0.4 | =PRODUCT(C8*E8,F8) | =G8
B | Plumber | Plumber | 0.14 | hrs | =GetRate("LAB1",$A9,2) | 0.2 | =PRODUCT(C9*E9,F9) | =G9
B |  | Margin | =GetValue("Plumbers margin",3) | % | =SubTotal(G1:G9) | 1 | =PRODUCT(C10*E10,F10) | =G10
B |  | Plain elbow at 2 per 5 = 2/5 0r 0.40/m
B |  | Coupler, 1 per 5m = 0.20 tees per m
B |  | Pipe clip at 600 cc, =1/0.6
I | T27.39.077 | For fittings to all above pipe types, | T27.39_PLU_Pipe Water NonPotable
I | T27.39A.001 | Insulation | T27.39A_PLU_Insulation
I | T27.39A.005 | <b>PINK<s>®</s> BATTS<s>®</s> Hot Water Cylinder Wrap,</b> R1.3, 60mm thick | T27.39A_PLU_Insulation
I | T27.39A.009 | 1200mm x 4.5m | T27.39A_PLU_Insulation | No
B | 7140000 | Pink Batts 1200x4.5m Hot Water Cylinder Wrap | 1 | no | =GetRate("PLU",$A1,2) | 1 | =PRODUCT(C1*E1,F1) | =G1
B |  | Discount | =GetValue("Discount 7.5%",3) | % | =SubTotal(G1:G1) | 1 | =PRODUCT(C2*E2,F2) | =G2
B |  | Waste and Fixings | =GetValue("Waste 5%",3) | % | =SubTotal(G1:G2) | 1 | =PRODUCT(C3*E3,F3) | =G3
B | Plumber | Plumber | 0.5 | hrs | =GetRate("LAB1",$A4,2) | 1 | =PRODUCT(C4*E4,F4) | =G4
B |  | Margin | =GetValue("Plumbers margin",3) | % | =SubTotal(G1:G4) | 1 | =PRODUCT(C5*E5,F5) | =G5
I | T27.39A.012 | 1200mm x 3m | T27.39A_PLU_Insulation | No
B | 7140002 | Pink Batts 1195x3m Hot Water Cylinder Wrap | 1 | no | =GetRate("PLU",$A1,2) | 1 | =PRODUCT(C1*E1,F1) | =G1
B |  | Discount | =GetValue("Discount 7.5%",3) | % | =SubTotal(G1:G1) | 1 | =PRODUCT(C2*E2,F2) | =G2
B |  | Waste and Fixings | =GetValue("Waste 5%",3) | % | =SubTotal(G1:G2) | 1 | =PRODUCT(C3*E3,F3) | =G3
B | Plumber | Plumber | 0.5 | hrs | =GetRate("LAB1",$A4,2) | 1 | =PRODUCT(C4*E4,F4) | =G4
B |  | Margin | =GetValue("Plumbers margin",3) | % | =SubTotal(G1:G4) | 1 | =PRODUCT(C5*E5,F5) | =G5
I | T27.39A.015 | <b>Proprietary Pipe Lagging,</b> 13mm thick, to pipe diameter | T27.39A_PLU_Insulation
I | T27.39A.018 | 15mm | T27.39A_PLU_Insulation | No
B | AFLEX15 | 15mm Armaflex Lagging 13mmWT | 1 | lg | =GetRate("PLU",$A1,2) | 0.5 | =PRODUCT(C1*E1,F1) | =G1
B |  | Discount | =GetValue("Discount 7.5%",3) | % | =SubTotal(G1:G1) | 1 | =PRODUCT(C2*E2,F2) | =G2
B |  | Waste and Fixings | =GetValue("Waste 5%",3) | % | =SubTotal(G1:G2) | 1 | =PRODUCT(C3*E3,F3) | =G3
B | Plumber | Plumber | 0.05 | hrs | =GetRate("LAB1",$A4,2) | 1 | =PRODUCT(C4*E4,F4) | =G4
B |  | Margin | =GetValue("Plumbers margin",3) | % | =SubTotal(G1:G4) | 1 | =PRODUCT(C5*E5,F5) | =G5
I | T27.39A.021 | 20mm | T27.39A_PLU_Insulation | No
B | AFLEX20 | 20mm Armaflex Lagging 13mmWT | 1 | lg | =GetRate("PLU",$A1,2) | 0.5 | =PRODUCT(C1*E1,F1) | =G1
B |  | Discount | =GetValue("Discount 7.5%",3) | % | =SubTotal(G1:G1) | 1 | =PRODUCT(C2*E2,F2) | =G2
B |  | Waste and Fixings | =GetValue("Waste 5%",3) | % | =SubTotal(G1:G2) | 1 | =PRODUCT(C3*E3,F3) | =G3
B | Plumber | Plumber | 0.05 | hrs | =GetRate("LAB1",$A4,2) | 1 | =PRODUCT(C4*E4,F4) | =G4
B |  | Margin | =GetValue("Plumbers margin",3) | % | =SubTotal(G1:G4) | 1 | =PRODUCT(C5*E5,F5) | =G5
I | T27.39A.024 | 22mm | T27.39A_PLU_Insulation | No
B | AFLEX22 | 22mm Armaflex Lagging 13mmWT | 1 | lg | =GetRate("PLU",$A1,2) | 0.5 | =PRODUCT(C1*E1,F1) | =G1
B |  | Discount | =GetValue("Discount 7.5%",3) | % | =SubTotal(G1:G1) | 1 | =PRODUCT(C2*E2,F2) | =G2
B |  | Waste and Fixings | =GetValue("Waste 5%",3) | % | =SubTotal(G1:G2) | 1 | =PRODUCT(C3*E3,F3) | =G3
B | Plumber | Plumber | 0.05 | hrs | =GetRate("LAB1",$A4,2) | 1 | =PRODUCT(C4*E4,F4) | =G4
B |  | Margin | =GetValue("Plumbers margin",3) | % | =SubTotal(G1:G4) | 1 | =PRODUCT(C5*E5,F5) | =G5
I | T27.39A.027 | 28mm | T27.39A_PLU_Insulation | No
B | AFLEX28 | 28mm Armaflex Lagging 13mmWT | 1 | lg | =GetRate("PLU",$A1,2) | 0.5 | =PRODUCT(C1*E1,F1) | =G1
B |  | Discount | =GetValue("Discount 7.5%",3) | % | =SubTotal(G1:G1) | 1 | =PRODUCT(C2*E2,F2) | =G2
B |  | Waste and Fixings | =GetValue("Waste 5%",3) | % | =SubTotal(G1:G2) | 1 | =PRODUCT(C3*E3,F3) | =G3
B | Plumber | Plumber | 0.05 | hrs | =GetRate("LAB1",$A4,2) | 1 | =PRODUCT(C4*E4,F4) | =G4
B |  | Margin | =GetValue("Plumbers margin",3) | % | =SubTotal(G1:G4) | 1 | =PRODUCT(C5*E5,F5) | =G5
I | T27.39A.030 | 35mm | T27.39A_PLU_Insulation | No
B | AFLEX35 | 35mm Armaflex Lagging 13mmWT | 1 | lg | =GetRate("PLU",$A1,2) | 0.5 | =PRODUCT(C1*E1,F1) | =G1
B |  | Discount | =GetValue("Discount 7.5%",3) | % | =SubTotal(G1:G1) | 1 | =PRODUCT(C2*E2,F2) | =G2
B |  | Waste and Fixings | =GetValue("Waste 5%",3) | % | =SubTotal(G1:G2) | 1 | =PRODUCT(C3*E3,F3) | =G3
B | Plumber | Plumber | 0.05 | hrs | =GetRate("LAB1",$A4,2) | 1 | =PRODUCT(C4*E4,F4) | =G4
B |  | Margin | =GetValue("Plumbers margin",3) | % | =SubTotal(G1:G4) | 1 | =PRODUCT(C5*E5,F5) | =G5
I | T27.39A.033 | 42mm | T27.39A_PLU_Insulation | No
B | AFLEX42 | 42mm Armaflex Lagging 13mmWT | 1 | lg | =GetRate("PLU",$A1,2) | 0.5 | =PRODUCT(C1*E1,F1) | =G1
B |  | Discount | =GetValue("Discount 7.5%",3) | % | =SubTotal(G1:G1) | 1 | =PRODUCT(C2*E2,F2) | =G2
B |  | Waste and Fixings | =GetValue("Waste 5%",3) | % | =SubTotal(G1:G2) | 1 | =PRODUCT(C3*E3,F3) | =G3
B | Plumber | Plumber | 0.05 | hrs | =GetRate("LAB1",$A4,2) | 1 | =PRODUCT(C4*E4,F4) | =G4
B |  | Margin | =GetValue("Plumbers margin",3) | % | =SubTotal(G1:G4) | 1 | =PRODUCT(C5*E5,F5) | =G5
I | T27.39A.036 | 50mm | T27.39A_PLU_Insulation | No
B | AFLEX50 | 50mm Armaflex Lagging 13mmWT | 1 | lg | =GetRate("PLU",$A1,2) | 0.5 | =PRODUCT(C1*E1,F1) | =G1
B |  | Discount | =GetValue("Discount 7.5%",3) | % | =SubTotal(G1:G1) | 1 | =PRODUCT(C2*E2,F2) | =G2
B |  | Waste and Fixings | =GetValue("Waste 5%",3) | % | =SubTotal(G1:G2) | 1 | =PRODUCT(C3*E3,F3) | =G3
B | Plumber | Plumber | 0.05 | hrs | =GetRate("LAB1",$A4,2) | 1 | =PRODUCT(C4*E4,F4) | =G4
B |  | Margin | =GetValue("Plumbers margin",3) | % | =SubTotal(G1:G4) | 1 | =PRODUCT(C5*E5,F5) | =G5
I | T27.39A.039 | <b>Proprietary Pipe Lagging,</b> 19mm thick, to pipe diameter | T27.39A_PLU_Insulation
I | T27.39A.042 | 15mm | T27.39A_PLU_Insulation | No
B | AFLEX15-19 | 15mm Armaflex Lagging 19mmWT | 1 | lg | =GetRate("PLU",$A1,2) | 0.5 | =PRODUCT(C1*E1,F1) | =G1
B |  | Discount | =GetValue("Discount 7.5%",3) | % | =SubTotal(G1:G1) | 1 | =PRODUCT(C2*E2,F2) | =G2
B |  | Waste and Fixings | =GetValue("Waste 5%",3) | % | =SubTotal(G1:G2) | 1 | =PRODUCT(C3*E3,F3) | =G3
B | Plumber | Plumber | 0.05 | hrs | =GetRate("LAB1",$A4,2) | 1 | =PRODUCT(C4*E4,F4) | =G4
B |  | Margin | =GetValue("Plumbers margin",3) | % | =SubTotal(G1:G4) | 1 | =PRODUCT(C5*E5,F5) | =G5
I | T27.39A.045 | 22mm | T27.39A_PLU_Insulation | No
B | AFLEX22-19 | 22mm Armaflex Lagging 19mmWT | 1 | lg | =GetRate("PLU",$A1,2) | 0.5 | =PRODUCT(C1*E1,F1) | =G1
B |  | Discount | =GetValue("Discount 7.5%",3) | % | =SubTotal(G1:G1) | 1 | =PRODUCT(C2*E2,F2) | =G2
B |  | Waste and Fixings | =GetValue("Waste 5%",3) | % | =SubTotal(G1:G2) | 1 | =PRODUCT(C3*E3,F3) | =G3
B | Plumber | Plumber | 0.05 | hrs | =GetRate("LAB1",$A4,2) | 1 | =PRODUCT(C4*E4,F4) | =G4
B |  | Margin | =GetValue("Plumbers margin",3) | % | =SubTotal(G1:G4) | 1 | =PRODUCT(C5*E5,F5) | =G5
I | T27.39A.048 | 28mm | T27.39A_PLU_Insulation | No
B | AFLEX28-19 | 28mm Armaflex Lagging 19mmWT | 1 | lg | =GetRate("PLU",$A1,2) | 0.5 | =PRODUCT(C1*E1,F1) | =G1
B |  | Discount | =GetValue("Discount 7.5%",3) | % | =SubTotal(G1:G1) | 1 | =PRODUCT(C2*E2,F2) | =G2
B |  | Waste and Fixings | =GetValue("Waste 5%",3) | % | =SubTotal(G1:G2) | 1 | =PRODUCT(C3*E3,F3) | =G3
B | Plumber | Plumber | 0.05 | hrs | =GetRate("LAB1",$A4,2) | 1 | =PRODUCT(C4*E4,F4) | =G4
B |  | Margin | =GetValue("Plumbers margin",3) | % | =SubTotal(G1:G4) | 1 | =PRODUCT(C5*E5,F5) | =G5
I | T27.39A.051 | 35mm | T27.39A_PLU_Insulation | No
B | AFLEX35-19 | 35mm Armaflex Lagging 19mmWT | 1 | lg | =GetRate("PLU",$A1,2) | 0.5 | =PRODUCT(C1*E1,F1) | =G1
B |  | Discount | =GetValue("Discount 7.5%",3) | % | =SubTotal(G1:G1) | 1 | =PRODUCT(C2*E2,F2) | =G2
B |  | Waste and Fixings | =GetValue("Waste 5%",3) | % | =SubTotal(G1:G2) | 1 | =PRODUCT(C3*E3,F3) | =G3
B | Plumber | Plumber | 0.05 | hrs | =GetRate("LAB1",$A4,2) | 1 | =PRODUCT(C4*E4,F4) | =G4
B |  | Margin | =GetValue("Plumbers margin",3) | % | =SubTotal(G1:G4) | 1 | =PRODUCT(C5*E5,F5) | =G5
I | T27.39A.054 | 42mm | T27.39A_PLU_Insulation | No
B | AFLEX42-19 | 42mm Armaflex Lagging 19mmWT | 1 | lg | =GetRate("PLU",$A1,2) | 0.5 | =PRODUCT(C1*E1,F1) | =G1
B |  | Discount | =GetValue("Discount 7.5%",3) | % | =SubTotal(G1:G1) | 1 | =PRODUCT(C2*E2,F2) | =G2
B |  | Waste and Fixings | =GetValue("Waste 5%",3) | % | =SubTotal(G1:G2) | 1 | =PRODUCT(C3*E3,F3) | =G3
B | Plumber | Plumber | 0.05 | hrs | =GetRate("LAB1",$A4,2) | 1 | =PRODUCT(C4*E4,F4) | =G4
B |  | Margin | =GetValue("Plumbers margin",3) | % | =SubTotal(G1:G4) | 1 | =PRODUCT(C5*E5,F5) | =G5
I | T27.39B.001 | Meters and Meter Boxes | T27.39B_PLU_Meters_Stop Valves
I | T27.39B.005 | <b>Polypropylene Meter Boxes</b> | T27.39B_PLU_Meters_Stop Valves
I | T27.39B.009 | Circular Mini toby valve box | T27.39B_PLU_Meters_Stop Valves | No
B | ACUTB160 | Acuflo 160mm Plastic Toby Box & Lid | 1 | no | =GetRate("PLU",$A1,2) | 1 | =PRODUCT(C1*E1,F1) | =G1
B |  | Discount | =GetValue("Discount 7.5%",3) | % | =SubTotal(G1:G1) | 1 | =PRODUCT(C2*E2,F2) | =G2
B |  | Waste and Fixings | =GetValue("Waste 5%",3) | % | =SubTotal(G1:G2) | 1 | =PRODUCT(C3*E3,F3) | =G3
B | Plumber | Plumber | 0.25 | hrs | =GetRate("LAB1",$A4,2) | 1 | =PRODUCT(C4*E4,F4) | =G4
B |  | Margin | =GetValue("Plumbers margin",3) | % | =SubTotal(G1:G4) | 1 | =PRODUCT(C5*E5,F5) | =G5
I | T27.39B.012 | 360mm x 255mm, with black or blue 'Water' lid | T27.39B_PLU_Meters_Stop Valves | No
I | T27.39B.015 | 200mm deep | T27.39B_PLU_Meters_Stop Valves | No
B | ACU200 | Acuflo 300x260x235 AMB200 Meter Box & Lid | 1 | no | =GetRate("PLU",$A1,2) | 1 | =PRODUCT(C1*E1,F1) | =G1
B |  | Discount | =GetValue("Discount 7.5%",3) | % | =SubTotal(G1:G1) | 1 | =PRODUCT(C2*E2,F2) | =G2
B |  | Waste and Fixings | =GetValue("Waste 5%",3) | % | =SubTotal(G1:G2) | 1 | =PRODUCT(C3*E3,F3) | =G3
B | Plumber | Plumber | 0.5 | hrs | =GetRate("LAB1",$A4,2) | 1 | =PRODUCT(C4*E4,F4) | =G4
B |  | Margin | =GetValue("Plumbers margin",3) | % | =SubTotal(G1:G4) | 1 | =PRODUCT(C5*E5,F5) | =G5
I | T27.39B.018 | 275mm deep | T27.39B_PLU_Meters_Stop Valves | No
B | ACU300 | Acuflo 300x260x305 AMB300 Meter Box & Lid | 1 | no | =GetRate("PLU",$A1,2) | 1 | =PRODUCT(C1*E1,F1) | =G1
B |  | Discount | =GetValue("Discount 7.5%",3) | % | =SubTotal(G1:G1) | 1 | =PRODUCT(C2*E2,F2) | =G2
B |  | Waste and Fixings | =GetValue("Waste 5%",3) | % | =SubTotal(G1:G2) | 1 | =PRODUCT(C3*E3,F3) | =G3
B | Plumber | Plumber | 0.5 | hrs | =GetRate("LAB1",$A4,2) | 1 | =PRODUCT(C4*E4,F4) | =G4
B |  | Margin | =GetValue("Plumbers margin",3) | % | =SubTotal(G1:G4) | 1 | =PRODUCT(C5*E5,F5) | =G5
I | T27.39B.021 | 320mm deep | T27.39B_PLU_Meters_Stop Valves | No
B | ACU350 | Acuflo 300x260x350 AMB350 Meter Box & Lid | 1 | no | =GetRate("PLU",$A1,2) | 1 | =PRODUCT(C1*E1,F1) | =G1
B |  | Discount | =GetValue("Discount 7.5%",3) | % | =SubTotal(G1:G1) | 1 | =PRODUCT(C2*E2,F2) | =G2
B |  | Waste and Fixings | =GetValue("Waste 5%",3) | % | =SubTotal(G1:G2) | 1 | =PRODUCT(C3*E3,F3) | =G3
B | Plumber | Plumber | 0.5 | hrs | =GetRate("LAB1",$A4,2) | 1 | =PRODUCT(C4*E4,F4) | =G4
B |  | Margin | =GetValue("Plumbers margin",3) | % | =SubTotal(G1:G4) | 1 | =PRODUCT(C5*E5,F5) | =G5
I | T27.39B.025 | Large box, with black or blue 'Water' lid | T27.39B_PLU_Meters_Stop Valves | No
I | T27.39B.028 | 520mm x 315mm x 180mm deep | T27.39B_PLU_Meters_Stop Valves | No
B | ACUBJ200 | Acuflo 500x350x200 Jumbo Meter Box & Lid | 1 | no | =GetRate("PLU",$A1,2) | 1 | =PRODUCT(C1*E1,F1) | =G1
B |  | Discount | =GetValue("Discount 7.5%",3) | % | =SubTotal(G1:G1) | 1 | =PRODUCT(C2*E2,F2) | =G2
B |  | Waste and Fixings | =GetValue("Waste 5%",3) | % | =SubTotal(G1:G2) | 1 | =PRODUCT(C3*E3,F3) | =G3
B | Plumber | Plumber | 0.5 | hrs | =GetRate("LAB1",$A4,2) | 1 | =PRODUCT(C4*E4,F4) | =G4
B |  | Margin | =GetValue("Plumbers margin",3) | % | =SubTotal(G1:G4) | 1 | =PRODUCT(C5*E5,F5) | =G5
I | T27.39B.031 | 560mm x 355mm x 240mm deep | T27.39B_PLU_Meters_Stop Valves | No
B | ACUBJ250 | Acuflo 500x350x250 Jumbo Meter Box & Lid | 1 | no | =GetRate("PLU",$A1,2) | 1 | =PRODUCT(C1*E1,F1) | =G1
B |  | Discount | =GetValue("Discount 7.5%",3) | % | =SubTotal(G1:G1) | 1 | =PRODUCT(C2*E2,F2) | =G2
B |  | Waste and Fixings | =GetValue("Waste 5%",3) | % | =SubTotal(G1:G2) | 1 | =PRODUCT(C3*E3,F3) | =G3
B | Plumber | Plumber | 0.5 | hrs | =GetRate("LAB1",$A4,2) | 1 | =PRODUCT(C4*E4,F4) | =G4
B |  | Margin | =GetValue("Plumbers margin",3) | % | =SubTotal(G1:G4) | 1 | =PRODUCT(C5*E5,F5) | =G5
I | T27.39B.034 | 560mm x 355mm x 310mm deep | T27.39B_PLU_Meters_Stop Valves | No
B | ACUBJ320 | Acuflo 500x350x320 Jumbo Meter Box & Lid | 1 | no | =GetRate("PLU",$A1,2) | 1 | =PRODUCT(C1*E1,F1) | =G1
B |  | Discount | =GetValue("Discount 7.5%",3) | % | =SubTotal(G1:G1) | 1 | =PRODUCT(C2*E2,F2) | =G2
B |  | Waste and Fixings | =GetValue("Waste 5%",3) | % | =SubTotal(G1:G2) | 1 | =PRODUCT(C3*E3,F3) | =G3
B | Plumber | Plumber | 0.5 | hrs | =GetRate("LAB1",$A4,2) | 1 | =PRODUCT(C4*E4,F4) | =G4
B |  | Margin | =GetValue("Plumbers margin",3) | % | =SubTotal(G1:G4) | 1 | =PRODUCT(C5*E5,F5) | =G5
I | T27.39B.037 | <b>Water Meter,</b> for cold, potable water | T27.39B_PLU_Meters_Stop Valves
I | T27.39B.040 | Elster-Kent PSM-T V100 | T27.39B_PLU_Meters_Stop Valves
I | T27.39B.043 | 15mm NB, 134mm body length | T27.39B_PLU_Meters_Stop Valves | No
B | KENWM15C | 15mm Kent PSM Water Meter with Connectors | 1 | no | =GetRate("PLU",$A1,2) | 1 | =PRODUCT(C1*E1,F1) | =G1
B |  | Discount | =GetValue("Discount 7.5%",3) | % | =SubTotal(G1:G1) | 1 | =PRODUCT(C2*E2,F2) | =G2
B |  | Waste and Fixings | =GetValue("Waste 5%",3) | % | =SubTotal(G1:G2) | 1 | =PRODUCT(C3*E3,F3) | =G3
B | Plumber | Plumber | 0.5 | hrs | =GetRate("LAB1",$A4,2) | 1 | =PRODUCT(C4*E4,F4) | =G4
B |  | Margin | =GetValue("Plumbers margin",3) | % | =SubTotal(G1:G4) | 1 | =PRODUCT(C5*E5,F5) | =G5
I | T27.39B.047 | 20mm NB, 165mm body length | T27.39B_PLU_Meters_Stop Valves | No
B | KENWM20C | 20mm Kent PSM Water Meter with Connectors | 1 | no | =GetRate("PLU",$A1,2) | 1 | =PRODUCT(C1*E1,F1) | =G1
B |  | Discount | =GetValue("Discount 7.5%",3) | % | =SubTotal(G1:G1) | 1 | =PRODUCT(C2*E2,F2) | =G2
B |  | Waste and Fixings | =GetValue("Waste 5%",3) | % | =SubTotal(G1:G2) | 1 | =PRODUCT(C3*E3,F3) | =G3
B | Plumber | Plumber | 0.5 | hrs | =GetRate("LAB1",$A4,2) | 1 | =PRODUCT(C4*E4,F4) | =G4
B |  | Margin | =GetValue("Plumbers margin",3) | % | =SubTotal(G1:G4) | 1 | =PRODUCT(C5*E5,F5) | =G5
I | T27.39B.050 | 25mm NB, 260mm body length | T27.39B_PLU_Meters_Stop Valves | No
B | KENWM25C | 25mm Kent PSM Water Meter with Connectors | 1 | no | =GetRate("PLU",$A1,2) | 1 | =PRODUCT(C1*E1,F1) | =G1
B |  | Discount | =GetValue("Discount 7.5%",3) | % | =SubTotal(G1:G1) | 1 | =PRODUCT(C2*E2,F2) | =G2
B |  | Waste and Fixings | =GetValue("Waste 5%",3) | % | =SubTotal(G1:G2) | 1 | =PRODUCT(C3*E3,F3) | =G3
B | Plumber | Plumber | 0.5 | hrs | =GetRate("LAB1",$A4,2) | 1 | =PRODUCT(C4*E4,F4) | =G4
B |  | Margin | =GetValue("Plumbers margin",3) | % | =SubTotal(G1:G4) | 1 | =PRODUCT(C5*E5,F5) | =G5
I | T27.39B.053 | 32mm NB, 260mm body length | T27.39B_PLU_Meters_Stop Valves | No
B | KENWM32C | 32mm Kent PSM Water Meter with Connectors | 1 | no | =GetRate("PLU",$A1,2) | 1 | =PRODUCT(C1*E1,F1) | =G1
B |  | Discount | =GetValue("Discount 7.5%",3) | % | =SubTotal(G1:G1) | 1 | =PRODUCT(C2*E2,F2) | =G2
B |  | Waste and Fixings | =GetValue("Waste 5%",3) | % | =SubTotal(G1:G2) | 1 | =PRODUCT(C3*E3,F3) | =G3
B | Plumber | Plumber | 0.5 | hrs | =GetRate("LAB1",$A4,2) | 1 | =PRODUCT(C4*E4,F4) | =G4
B |  | Margin | =GetValue("Plumbers margin",3) | % | =SubTotal(G1:G4) | 1 | =PRODUCT(C5*E5,F5) | =G5
I | T27.39B.056 | 40mm NB, 360mm body length | T27.39B_PLU_Meters_Stop Valves | No
B | KENWM40C | 40mm Kent PSM Water Meter with Connectors | 1 | no | =GetRate("PLU",$A1,2) | 1 | =PRODUCT(C1*E1,F1) | =G1
B |  | Discount | =GetValue("Discount 7.5%",3) | % | =SubTotal(G1:G1) | 1 | =PRODUCT(C2*E2,F2) | =G2
B |  | Waste and Fixings | =GetValue("Waste 5%",3) | % | =SubTotal(G1:G2) | 1 | =PRODUCT(C3*E3,F3) | =G3
B | Plumber | Plumber | 0.5 | hrs | =GetRate("LAB1",$A4,2) | 1 | =PRODUCT(C4*E4,F4) | =G4
B |  | Margin | =GetValue("Plumbers margin",3) | % | =SubTotal(G1:G4) | 1 | =PRODUCT(C5*E5,F5) | =G5
I | T27.39B.058 | Valves and Stop Cocks | T27.39B_PLU_Meters_Stop Valves
I | T27.30.169 | <b>Brass Stop Cock</b> | T27.39B_PLU_Meters_Stop Valves
I | T27.30.173 | 15mm | T27.39B_PLU_Meters_Stop Valves | No
B | 30X15 | 15mm Stop Tap Female | 1 | no | =GetRate("PLU",$A1,2) | 1 | =PRODUCT(C1*E1,F1) | =G1
B |  | Discount | =GetValue("Discount PLU Tap",3) | % | =SubTotal(G1:G1) | 1 | =PRODUCT(C2*E2,F2) | =G2
B |  | Waste and Fixings | =GetValue("Waste 7.5%",3) | % | =SubTotal(G1:G2) | 1 | =PRODUCT(C3*E3,F3) | =G3
B | Plumber | Plumber | 0.5 | hrs | =GetRate("LAB1",$A4,2) | 1 | =PRODUCT(C4*E4,F4) | =G4
B |  | Margin | =GetValue("Plumbers margin",3) | % | =SubTotal(G1:G4) | 1 | =PRODUCT(C5*E5,F5) | =G5
I | T27.30.177 | 20mm | T27.39B_PLU_Meters_Stop Valves | No
B | 30X20 | 30x20mm Brass Female Stop Cock | 1 | no | =GetRate("PLU",$A1,2) | 1 | =PRODUCT(C1*E1,F1) | =G1
B |  | Discount | =GetValue("Discount PLU Tap",3) | % | =SubTotal(G1:G1) | 1 | =PRODUCT(C2*E2,F2) | =G2
B |  | Waste and Fixings | =GetValue("Waste 7.5%",3) | % | =SubTotal(G1:G2) | 1 | =PRODUCT(C3*E3,F3) | =G3
B | Plumber | Plumber | 0.5 | hrs | =GetRate("LAB1",$A4,2) | 1 | =PRODUCT(C4*E4,F4) | =G4
B |  | Margin | =GetValue("Plumbers margin",3) | % | =SubTotal(G1:G4) | 1 | =PRODUCT(C5*E5,F5) | =G5
I | T27.39B.059 | <b>Brass Female Gate Valve</b> | T27.39B_PLU_Meters_Stop Valves
I | T27.39B.062 | 15mm | T27.39B_PLU_Meters_Stop Valves | No
B | GV114X15 | 15mm Brass Female Gate Valve | 1 | no | =GetRate("PLU",$A1,2) | 1 | =PRODUCT(C1*E1,F1) | =G1
B |  | Discount | =GetValue("Discount 7.5%",3) | % | =SubTotal(G1:G1) | 1 | =PRODUCT(C2*E2,F2) | =G2
B |  | Waste and Fixings | =GetValue("Waste 5%",3) | % | =SubTotal(G1:G2) | 1 | =PRODUCT(C3*E3,F3) | =G3
B | Plumber | Plumber | 0.25 | hrs | =GetRate("LAB1",$A4,2) | 1 | =PRODUCT(C4*E4,F4) | =G4
B |  | Margin | =GetValue("Plumbers margin",3) | % | =SubTotal(G1:G4) | 1 | =PRODUCT(C5*E5,F5) | =G5
I | T27.39B.065 | 20mm | T27.39B_PLU_Meters_Stop Valves | No
B | GV114X20 | 20mm Brass Female Gate Valve | 1 | no | =GetRate("PLU",$A1,2) | 1 | =PRODUCT(C1*E1,F1) | =G1
B |  | Discount | =GetValue("Discount 7.5%",3) | % | =SubTotal(G1:G1) | 1 | =PRODUCT(C2*E2,F2) | =G2
B |  | Waste and Fixings | =GetValue("Waste 5%",3) | % | =SubTotal(G1:G2) | 1 | =PRODUCT(C3*E3,F3) | =G3
B | Plumber | Plumber | 0.25 | hrs | =GetRate("LAB1",$A4,2) | 1 | =PRODUCT(C4*E4,F4) | =G4
B |  | Margin | =GetValue("Plumbers margin",3) | % | =SubTotal(G1:G4) | 1 | =PRODUCT(C5*E5,F5) | =G5
I | T27.39B.068 | 25mm | T27.39B_PLU_Meters_Stop Valves | No
B | GV114X25 | 25mm Brass Female Gate Valve | 1 | no | =GetRate("PLU",$A1,2) | 1 | =PRODUCT(C1*E1,F1) | =G1
B |  | Discount | =GetValue("Discount 7.5%",3) | % | =SubTotal(G1:G1) | 1 | =PRODUCT(C2*E2,F2) | =G2
B |  | Waste and Fixings | =GetValue("Waste 5%",3) | % | =SubTotal(G1:G2) | 1 | =PRODUCT(C3*E3,F3) | =G3
B | Plumber | Plumber | 0.25 | hrs | =GetRate("LAB1",$A4,2) | 1 | =PRODUCT(C4*E4,F4) | =G4
B |  | Margin | =GetValue("Plumbers margin",3) | % | =SubTotal(G1:G4) | 1 | =PRODUCT(C5*E5,F5) | =G5
I | T27.39B.071 | 32mm | T27.39B_PLU_Meters_Stop Valves | No
B | GV114X32 | 32mm Brass Female Gate Valve | 1 | no | =GetRate("PLU",$A1,2) | 1 | =PRODUCT(C1*E1,F1) | =G1
B |  | Discount | =GetValue("Discount 7.5%",3) | % | =SubTotal(G1:G1) | 1 | =PRODUCT(C2*E2,F2) | =G2
B |  | Waste and Fixings | =GetValue("Waste 5%",3) | % | =SubTotal(G1:G2) | 1 | =PRODUCT(C3*E3,F3) | =G3
B | Plumber | Plumber | 0.35 | hrs | =GetRate("LAB1",$A4,2) | 1 | =PRODUCT(C4*E4,F4) | =G4
B |  | Margin | =GetValue("Plumbers margin",3) | % | =SubTotal(G1:G4) | 1 | =PRODUCT(C5*E5,F5) | =G5
I | T27.39B.072 | 40mm | T27.39B_PLU_Meters_Stop Valves | No
B | GV114X40 | 40mm Brass Female Gate Valve | 1 | no | =GetRate("PLU",$A1,2) | 1 | =PRODUCT(C1*E1,F1) | =G1
B |  | Discount | =GetValue("Discount 7.5%",3) | % | =SubTotal(G1:G1) | 1 | =PRODUCT(C2*E2,F2) | =G2
B |  | Waste and Fixings | =GetValue("Waste 5%",3) | % | =SubTotal(G1:G2) | 1 | =PRODUCT(C3*E3,F3) | =G3
B | Plumber | Plumber | 0.5 | hrs | =GetRate("LAB1",$A4,2) | 1 | =PRODUCT(C4*E4,F4) | =G4
B |  | Margin | =GetValue("Plumbers margin",3) | % | =SubTotal(G1:G4) | 1 | =PRODUCT(C5*E5,F5) | =G5
I | T27.39B.074 | 50mm | T27.39B_PLU_Meters_Stop Valves | No
B | GV114X50 | 50mm Brass Female Gate Valve | 1 | no | =GetRate("PLU",$A1,2) | 1 | =PRODUCT(C1*E1,F1) | =G1
B |  | Discount | =GetValue("Discount 7.5%",3) | % | =SubTotal(G1:G1) | 1 | =PRODUCT(C2*E2,F2) | =G2
B |  | Waste and Fixings | =GetValue("Waste 5%",3) | % | =SubTotal(G1:G2) | 1 | =PRODUCT(C3*E3,F3) | =G3
B | Plumber | Plumber | 0.75 | hrs | =GetRate("LAB1",$A4,2) | 1 | =PRODUCT(C4*E4,F4) | =G4
B |  | Margin | =GetValue("Plumbers margin",3) | % | =SubTotal(G1:G4) | 1 | =PRODUCT(C5*E5,F5) | =G5
I | T27.39B.077 | <b>3 in 1 Filter, Stop and Non-Return Valve</b> | T27.39B_PLU_Meters_Stop Valves
I | T27.39B.080 | 15mm | T27.39B_PLU_Meters_Stop Valves | No
B | APEX3I15 | Apex 15mm 3 in 1 Filter Stop & Non Return Valve | 1 | no | =GetRate("PLU",$A1,2) | 1 | =PRODUCT(C1*E1,F1) | =G1
B |  | Discount | =GetValue("Discount 7.5%",3) | % | =SubTotal(G1:G1) | 1 | =PRODUCT(C2*E2,F2) | =G2
B |  | Waste and Fixings | =GetValue("Waste 5%",3) | % | =SubTotal(G1:G2) | 1 | =PRODUCT(C3*E3,F3) | =G3
B | Plumber | Plumber | 0.25 | hrs | =GetRate("LAB1",$A4,2) | 1 | =PRODUCT(C4*E4,F4) | =G4
B |  | Margin | =GetValue("Plumbers margin",3) | % | =SubTotal(G1:G4) | 1 | =PRODUCT(C5*E5,F5) | =G5
I | T27.39B.083 | 20mm | T27.39B_PLU_Meters_Stop Valves | No
B | APEX3I20 | Apex 20mm Filter Stop & Non Return 3 in 1 Valve | 1 | no | =GetRate("PLU",$A1,2) | 1 | =PRODUCT(C1*E1,F1) | =G1
B |  | Discount | =GetValue("Discount 7.5%",3) | % | =SubTotal(G1:G1) | 1 | =PRODUCT(C2*E2,F2) | =G2
B |  | Waste and Fixings | =GetValue("Waste 5%",3) | % | =SubTotal(G1:G2) | 1 | =PRODUCT(C3*E3,F3) | =G3
B | Plumber | Plumber | 0.25 | hrs | =GetRate("LAB1",$A4,2) | 1 | =PRODUCT(C4*E4,F4) | =G4
B |  | Margin | =GetValue("Plumbers margin",3) | % | =SubTotal(G1:G4) | 1 | =PRODUCT(C5*E5,F5) | =G5
I | T27.39B.086 | <b>Pressure Limiting Valve</b> | T27.39B_PLU_Meters_Stop Valves
I | T27.39B.089 | 15mm | T27.39B_PLU_Meters_Stop Valves | No
B | APEXLV15 | Apex 15mm Limiting Valve 500 KPA | 1 | no | =GetRate("PLU",$A1,2) | 1 | =PRODUCT(C1*E1,F1) | =G1
B |  | Discount | =GetValue("Discount 7.5%",3) | % | =SubTotal(G1:G1) | 1 | =PRODUCT(C2*E2,F2) | =G2
B |  | Waste and Fixings | =GetValue("Waste 5%",3) | % | =SubTotal(G1:G2) | 1 | =PRODUCT(C3*E3,F3) | =G3
B | Plumber | Plumber | 0.25 | hrs | =GetRate("LAB1",$A4,2) | 1 | =PRODUCT(C4*E4,F4) | =G4
B |  | Margin | =GetValue("Plumbers margin",3) | % | =SubTotal(G1:G4) | 1 | =PRODUCT(C5*E5,F5) | =G5
I | T27.39B.092 | 20mm | T27.39B_PLU_Meters_Stop Valves | No
B | APEXLV20 | Apex 20mm Limiting Valve 500 KPA | 1 | no | =GetRate("PLU",$A1,2) | 1 | =PRODUCT(C1*E1,F1) | =G1
B |  | Discount | =GetValue("Discount 7.5%",3) | % | =SubTotal(G1:G1) | 1 | =PRODUCT(C2*E2,F2) | =G2
B |  | Waste and Fixings | =GetValue("Waste 5%",3) | % | =SubTotal(G1:G2) | 1 | =PRODUCT(C3*E3,F3) | =G3
B | Plumber | Plumber | 0.25 | hrs | =GetRate("LAB1",$A4,2) | 1 | =PRODUCT(C4*E4,F4) | =G4
B |  | Margin | =GetValue("Plumbers margin",3) | % | =SubTotal(G1:G4) | 1 | =PRODUCT(C5*E5,F5) | =G5
I | T27.39B.095 | <b>Non Return Valve</b> | T27.39B_PLU_Meters_Stop Valves
I | T27.39B.098 | 15mm | T27.39B_PLU_Meters_Stop Valves | No
B | APEXNR15 | Apex 15mm Non Return Valve Male | 1 | no | =GetRate("PLU",$A1,2) | 1 | =PRODUCT(C1*E1,F1) | =G1
B |  | Discount | =GetValue("Discount 7.5%",3) | % | =SubTotal(G1:G1) | 1 | =PRODUCT(C2*E2,F2) | =G2
B |  | Waste and Fixings | =GetValue("Waste 5%",3) | % | =SubTotal(G1:G2) | 1 | =PRODUCT(C3*E3,F3) | =G3
B | Plumber | Plumber | 0.25 | hrs | =GetRate("LAB1",$A4,2) | 1 | =PRODUCT(C4*E4,F4) | =G4
B |  | Margin | =GetValue("Plumbers margin",3) | % | =SubTotal(G1:G4) | 1 | =PRODUCT(C5*E5,F5) | =G5
I | T27.39B.101 | 20mm | T27.39B_PLU_Meters_Stop Valves | No
B | APEXNR20 | Apex 20mm Non Return Valve Male | 1 | no | =GetRate("PLU",$A1,2) | 1 | =PRODUCT(C1*E1,F1) | =G1
B |  | Discount | =GetValue("Discount 7.5%",3) | % | =SubTotal(G1:G1) | 1 | =PRODUCT(C2*E2,F2) | =G2
B |  | Waste and Fixings | =GetValue("Waste 5%",3) | % | =SubTotal(G1:G2) | 1 | =PRODUCT(C3*E3,F3) | =G3
B | Plumber | Plumber | 0.25 | hrs | =GetRate("LAB1",$A4,2) | 1 | =PRODUCT(C4*E4,F4) | =G4
B |  | Margin | =GetValue("Plumbers margin",3) | % | =SubTotal(G1:G4) | 1 | =PRODUCT(C5*E5,F5) | =G5
I | T27.39B.104 | <b>Tempering Valve</b> | T27.39B_PLU_Meters_Stop Valves
I | T27.39B.107 | 15mm | T27.39B_PLU_Meters_Stop Valves | No
B | APEXTV15 | Apex 15mm Tempering Valve | 1 | no | =GetRate("PLU",$A1,2) | 1 | =PRODUCT(C1*E1,F1) | =G1
B |  | Discount | =GetValue("Discount 7.5%",3) | % | =SubTotal(G1:G1) | 1 | =PRODUCT(C2*E2,F2) | =G2
B |  | Waste and Fixings | =GetValue("Waste 5%",3) | % | =SubTotal(G1:G2) | 1 | =PRODUCT(C3*E3,F3) | =G3
B | Plumber | Plumber | 0.25 | hrs | =GetRate("LAB1",$A4,2) | 1 | =PRODUCT(C4*E4,F4) | =G4
B |  | Margin | =GetValue("Plumbers margin",3) | % | =SubTotal(G1:G4) | 1 | =PRODUCT(C5*E5,F5) | =G5
I | T27.39B.110 | 20mm, tamper proof | T27.39B_PLU_Meters_Stop Valves | No
B | APEXTV20 | Apex Tempering Valve 20mm Tamper Proof | 1 | no | =GetRate("PLU",$A1,2) | 1 | =PRODUCT(C1*E1,F1) | =G1
B |  | Discount | =GetValue("Discount 7.5%",3) | % | =SubTotal(G1:G1) | 1 | =PRODUCT(C2*E2,F2) | =G2
B |  | Waste and Fixings | =GetValue("Waste 5%",3) | % | =SubTotal(G1:G2) | 1 | =PRODUCT(C3*E3,F3) | =G3
B | Plumber | Plumber | 0.25 | hrs | =GetRate("LAB1",$A4,2) | 1 | =PRODUCT(C4*E4,F4) | =G4
B |  | Margin | =GetValue("Plumbers margin",3) | % | =SubTotal(G1:G4) | 1 | =PRODUCT(C5*E5,F5) | =G5
I | T27.39B.113 | <b>Cold Water Expansion Valve</b> | T27.39B_PLU_Meters_Stop Valves
I | T27.39B.117 | 15mm | T27.39B_PLU_Meters_Stop Valves | No
B | APEXEVT12_2 | Apex 12.2m Expansion Vlv c/w Take-Off | 1 | no | =GetRate("PLU",$A1,2) | 1 | =PRODUCT(C1*E1,F1) | =G1
B |  | Discount | =GetValue("Discount 7.5%",3) | % | =SubTotal(G1:G1) | 1 | =PRODUCT(C2*E2,F2) | =G2
B |  | Waste and Fixings | =GetValue("Waste 5%",3) | % | =SubTotal(G1:G2) | 1 | =PRODUCT(C3*E3,F3) | =G3
B | Plumber | Plumber | 0.25 | hrs | =GetRate("LAB1",$A4,2) | 1 | =PRODUCT(C4*E4,F4) | =G4
B |  | Margin | =GetValue("Plumbers margin",3) | % | =SubTotal(G1:G4) | 1 | =PRODUCT(C5*E5,F5) | =G5
I | T27.39B.120 | <b>Paired Pressure Reducing Valve</b> | T27.39B_PLU_Meters_Stop Valves | No
B | APEXMP7_6 | Apex 7.6m Brass Matched Pair | 1 | no | =GetRate("PLU",$A1,2) | 1 | =PRODUCT(C1*E1,F1) | =G1
B |  | Discount | =GetValue("Discount 7.5%",3) | % | =SubTotal(G1:G1) | 1 | =PRODUCT(C2*E2,F2) | =G2
B |  | Waste and Fixings | =GetValue("Waste 5%",3) | % | =SubTotal(G1:G2) | 1 | =PRODUCT(C3*E3,F3) | =G3
B | Plumber | Plumber | 0.25 | hrs | =GetRate("LAB1",$A4,2) | 1 | =PRODUCT(C4*E4,F4) | =G4
B |  | Margin | =GetValue("Plumbers margin",3) | % | =SubTotal(G1:G4) | 1 | =PRODUCT(C5*E5,F5) | =G5
I | T27.39B.127 | <b>Ball Valve</b> | T27.39B_PLU_Meters_Stop Valves
I | T27.39B.130 | 15mm | T27.39B_PLU_Meters_Stop Valves | No
B | HBV15 | 15mm PVC Hansen Ball Valve | 1 | no | =GetRate("PLU",$A1,2) | 1 | =PRODUCT(C1*E1,F1) | =G1
B |  | Discount | =GetValue("Discount 7.5%",3) | % | =SubTotal(G1:G1) | 1 | =PRODUCT(C2*E2,F2) | =G2
B |  | Waste and Fixings | =GetValue("Waste 5%",3) | % | =SubTotal(G1:G2) | 1 | =PRODUCT(C3*E3,F3) | =G3
B | Plumber | Plumber | 0.25 | hrs | =GetRate("LAB1",$A4,2) | 1 | =PRODUCT(C4*E4,F4) | =G4
B |  | Margin | =GetValue("Plumbers margin",3) | % | =SubTotal(G1:G4) | 1 | =PRODUCT(C5*E5,F5) | =G5
I | T27.39B.133 | 20mm | T27.39B_PLU_Meters_Stop Valves | No
B | HBV20 | 20mm PVC Hansen Ball Valve | 1 | no | =GetRate("PLU",$A1,2) | 1 | =PRODUCT(C1*E1,F1) | =G1
B |  | Discount | =GetValue("Discount 7.5%",3) | % | =SubTotal(G1:G1) | 1 | =PRODUCT(C2*E2,F2) | =G2
B |  | Waste and Fixings | =GetValue("Waste 5%",3) | % | =SubTotal(G1:G2) | 1 | =PRODUCT(C3*E3,F3) | =G3
B | Plumber | Plumber | 0.25 | hrs | =GetRate("LAB1",$A4,2) | 1 | =PRODUCT(C4*E4,F4) | =G4
B |  | Margin | =GetValue("Plumbers margin",3) | % | =SubTotal(G1:G4) | 1 | =PRODUCT(C5*E5,F5) | =G5
I | T27.39B.136 | 25mm | T27.39B_PLU_Meters_Stop Valves | No
B | HBV25 | 25mm PVC Hansen Ball Valve | 1 | no | =GetRate("PLU",$A1,2) | 1 | =PRODUCT(C1*E1,F1) | =G1
B |  | Discount | =GetValue("Discount 7.5%",3) | % | =SubTotal(G1:G1) | 1 | =PRODUCT(C2*E2,F2) | =G2
B |  | Waste and Fixings | =GetValue("Waste 5%",3) | % | =SubTotal(G1:G2) | 1 | =PRODUCT(C3*E3,F3) | =G3
B | Plumber | Plumber | 0.25 | hrs | =GetRate("LAB1",$A4,2) | 1 | =PRODUCT(C4*E4,F4) | =G4
B |  | Margin | =GetValue("Plumbers margin",3) | % | =SubTotal(G1:G4) | 1 | =PRODUCT(C5*E5,F5) | =G5
I | T27.39B.139 | 32mm | T27.39B_PLU_Meters_Stop Valves | No
B | HBV32 | 32mm PVC Hansen Ball Valve | 1 | no | =GetRate("PLU",$A1,2) | 1 | =PRODUCT(C1*E1,F1) | =G1
B |  | Discount | =GetValue("Discount 7.5%",3) | % | =SubTotal(G1:G1) | 1 | =PRODUCT(C2*E2,F2) | =G2
B |  | Waste and Fixings | =GetValue("Waste 5%",3) | % | =SubTotal(G1:G2) | 1 | =PRODUCT(C3*E3,F3) | =G3
B | Plumber | Plumber | 0.25 | hrs | =GetRate("LAB1",$A4,2) | 1 | =PRODUCT(C4*E4,F4) | =G4
B |  | Margin | =GetValue("Plumbers margin",3) | % | =SubTotal(G1:G4) | 1 | =PRODUCT(C5*E5,F5) | =G5
I | T27.39B.142 | 40mm | T27.39B_PLU_Meters_Stop Valves | No
B | HBV40 | 40mm PVC Hansen Ball Valve | 1 | no | =GetRate("PLU",$A1,2) | 1 | =PRODUCT(C1*E1,F1) | =G1
B |  | Discount | =GetValue("Discount 7.5%",3) | % | =SubTotal(G1:G1) | 1 | =PRODUCT(C2*E2,F2) | =G2
B |  | Waste and Fixings | =GetValue("Waste 5%",3) | % | =SubTotal(G1:G2) | 1 | =PRODUCT(C3*E3,F3) | =G3
B | Plumber | Plumber | 0.25 | hrs | =GetRate("LAB1",$A4,2) | 1 | =PRODUCT(C4*E4,F4) | =G4
B |  | Margin | =GetValue("Plumbers margin",3) | % | =SubTotal(G1:G4) | 1 | =PRODUCT(C5*E5,F5) | =G5
I | T27.39B.145 | 50mm | T27.39B_PLU_Meters_Stop Valves | No
B | HBV50 | 50mm PVC Hansen Ball Valve | 1 | no | =GetRate("PLU",$A1,2) | 1 | =PRODUCT(C1*E1,F1) | =G1
B |  | Discount | =GetValue("Discount 7.5%",3) | % | =SubTotal(G1:G1) | 1 | =PRODUCT(C2*E2,F2) | =G2
B |  | Waste and Fixings | =GetValue("Waste 5%",3) | % | =SubTotal(G1:G2) | 1 | =PRODUCT(C3*E3,F3) | =G3
B | Plumber | Plumber | 0.25 | hrs | =GetRate("LAB1",$A4,2) | 1 | =PRODUCT(C4*E4,F4) | =G4
B |  | Margin | =GetValue("Plumbers margin",3) | % | =SubTotal(G1:G4) | 1 | =PRODUCT(C5*E5,F5) | =G5
I | T27.40.001 | Water Tanks | T27.40_PLU_Water Tanks
B |  | Rates include overflow and tank connector
I | T27.40.005 | <b>PVC Storage or Supply Tanks</b> | T27.40_PLU_Water Tanks
I | T27.40.009 | 135 litre, lid and tray, valve and float | T27.40_PLU_Water Tanks | No
B | RXHT135LCOMP | 135L Nura Semi Flexible Header Tank Complete | 1 | no | =GetRate("PLU",$A1,2) | 1 | =PRODUCT(C1*E1,F1) | =G1
B |  | Discount | =GetValue("Discount 7.5%",3) | % | =SubTotal(G1:G1) | 1 | =PRODUCT(C2*E2,F2) | =G2
B |  | Waste and Fixings | =GetValue("Waste 5%",3) | % | =SubTotal(G1:G2) | 1 | =PRODUCT(C3*E3,F3) | =G3
B | Plumber | Plumber | 2 | hrs | =GetRate("LAB1",$A4,2) | 1 | =PRODUCT(C4*E4,F4) | =G4
B |  | Margin | =GetValue("Plumbers margin",3) | % | =SubTotal(G1:G4) | 1 | =PRODUCT(C5*E5,F5) | =G5
I | T27.40.013 | 320 litre | T27.40_PLU_Water Tanks | No
B | RXHT320 | 320L Nura Semi Flexible Header Tank Black | 1 | no | =GetRate("PLU",$A1,2) | 1 | =PRODUCT(C1*E1,F1) | =G1
B |  | Discount | =GetValue("Discount 7.5%",3) | % | =SubTotal(G1:G1) | 1 | =PRODUCT(C2*E2,F2) | =G2
B |  | Waste and Fixings | =GetValue("Waste 5%",3) | % | =SubTotal(G1:G2) | 1 | =PRODUCT(C3*E3,F3) | =G3
B | Plumber | Plumber | 3 | hrs | =GetRate("LAB1",$A4,2) | 1 | =PRODUCT(C4*E4,F4) | =G4
B |  | Margin | =GetValue("Plumbers margin",3) | % | =SubTotal(G1:G4) | 1 | =PRODUCT(C5*E5,F5) | =G5
I | T27.40.017 | 500 litre | T27.40_PLU_Water Tanks | No
B | RX500LB | 500 Litre RX Water Tank Black | 1 | no | =GetRate("PLU",$A1,2) | 1 | =PRODUCT(C1*E1,F1) | =G1
B |  | Discount | =GetValue("Discount 7.5%",3) | % | =SubTotal(G1:G1) | 1 | =PRODUCT(C2*E2,F2) | =G2
B |  | Waste and Fixings | =GetValue("Waste 5%",3) | % | =SubTotal(G1:G2) | 1 | =PRODUCT(C3*E3,F3) | =G3
B | Plumber | Plumber | 3 | hrs | =GetRate("LAB1",$A4,2) | 1 | =PRODUCT(C4*E4,F4) | =G4
B |  | Margin | =GetValue("Plumbers margin",3) | % | =SubTotal(G1:G4) | 1 | =PRODUCT(C5*E5,F5) | =G5
I | T27.40.021 | 1,100 litre | T27.40_PLU_Water Tanks | No
B | RX1100LB | 1100 Litre RX Water Tank Black | 1 | ea | =GetRate("PLU",$A1,2) | 1 | =PRODUCT(C1*E1,F1) | =G1
B |  | Discount | =GetValue("Discount 7.5%",3) | % | =SubTotal(G1:G1) | 1 | =PRODUCT(C2*E2,F2) | =G2
B |  | Waste and Fixings | =GetValue("Waste 5%",3) | % | =SubTotal(G1:G2) | 1 | =PRODUCT(C3*E3,F3) | =G3
B | Plumber | Plumber | 3 | hrs | =GetRate("LAB1",$A4,2) | 1 | =PRODUCT(C4*E4,F4) | =G4
B |  | Margin | =GetValue("Plumbers margin",3) | % | =SubTotal(G1:G4) | 1 | =PRODUCT(C5*E5,F5) | =G5
I | T27.40.025 | 2,000 litre | T27.40_PLU_Water Tanks | No
B | RX2000LB | 2000 Litre RX Water Tank Black | 1 | ea | =GetRate("PLU",$A1,2) | 1 | =PRODUCT(C1*E1,F1) | =G1
B |  | Discount | =GetValue("Discount 7.5%",3) | % | =SubTotal(G1:G1) | 1 | =PRODUCT(C2*E2,F2) | =G2
B |  | Waste and Fixings | =GetValue("Waste 5%",3) | % | =SubTotal(G1:G2) | 1 | =PRODUCT(C3*E3,F3) | =G3
B | Plumber | Plumber | 3 | hrs | =GetRate("LAB1",$A4,2) | 1 | =PRODUCT(C4*E4,F4) | =G4
B |  | Margin | =GetValue("Plumbers margin",3) | % | =SubTotal(G1:G4) | 1 | =PRODUCT(C5*E5,F5) | =G5
I | T27.40.029 | 3,200 litre | T27.40_PLU_Water Tanks | No
B | RX3200LB | 3200 Litre RX Water Tank Black | 1 | ea | =GetRate("PLU",$A1,2) | 1 | =PRODUCT(C1*E1,F1) | =G1
B |  | Discount | =GetValue("Discount 7.5%",3) | % | =SubTotal(G1:G1) | 1 | =PRODUCT(C2*E2,F2) | =G2
B |  | Waste and Fixings | =GetValue("Waste 5%",3) | % | =SubTotal(G1:G2) | 1 | =PRODUCT(C3*E3,F3) | =G3
B | Plumber | Plumber | 4 | hrs | =GetRate("LAB1",$A4,2) | 1 | =PRODUCT(C4*E4,F4) | =G4
B |  | Margin | =GetValue("Plumbers margin",3) | % | =SubTotal(G1:G4) | 1 | =PRODUCT(C5*E5,F5) | =G5
I | T27.40.033 | 5,250 litre | T27.40_PLU_Water Tanks | No
B | RX5250LB | 5250 Litre RX Water Tank Black | 1 | ea | =GetRate("PLU",$A1,2) | 1 | =PRODUCT(C1*E1,F1) | =G1
B |  | Discount | =GetValue("Discount 7.5%",3) | % | =SubTotal(G1:G1) | 1 | =PRODUCT(C2*E2,F2) | =G2
B |  | Waste and Fixings | =GetValue("Waste 5%",3) | % | =SubTotal(G1:G2) | 1 | =PRODUCT(C3*E3,F3) | =G3
B | Plumber | Plumber | 5 | hrs | =GetRate("LAB1",$A4,2) | 1 | =PRODUCT(C4*E4,F4) | =G4
B |  | Margin | =GetValue("Plumbers margin",3) | % | =SubTotal(G1:G4) | 1 | =PRODUCT(C5*E5,F5) | =G5
I | T27.40.037 | 7,500 litre | T27.40_PLU_Water Tanks | No
B | RX7500LB | 7500 Litre RX Water Tank Black | 1 | ea | =GetRate("PLU",$A1,2) | 1 | =PRODUCT(C1*E1,F1) | =G1
B |  | Discount | =GetValue("Discount 7.5%",3) | % | =SubTotal(G1:G1) | 1 | =PRODUCT(C2*E2,F2) | =G2
B |  | Waste and Fixings | =GetValue("Waste 5%",3) | % | =SubTotal(G1:G2) | 1 | =PRODUCT(C3*E3,F3) | =G3
B | Plumber | Plumber | 5 | hrs | =GetRate("LAB1",$A4,2) | 1 | =PRODUCT(C4*E4,F4) | =G4
B |  | Margin | =GetValue("Plumbers margin",3) | % | =SubTotal(G1:G4) | 1 | =PRODUCT(C5*E5,F5) | =G5
I | T27.40.041 | 10,000 litre | T27.40_PLU_Water Tanks | No
B | RX10000LB | Devan 10000L Tank N/I 2x50mm Bsp 2.6m(d)x2.6(H) Fu | 1 | ea | =GetRate("PLU",$A1,2) | 1 | =PRODUCT(C1*E1,F1) | =G1
B |  | Discount | =GetValue("Discount 7.5%",3) | % | =SubTotal(G1:G1) | 1 | =PRODUCT(C2*E2,F2) | =G2
B |  | Waste and Fixings | =GetValue("Waste 5%",3) | % | =SubTotal(G1:G2) | 1 | =PRODUCT(C3*E3,F3) | =G3
B | Plumber | Plumber | 6 | hrs | =GetRate("LAB1",$A4,2) | 1 | =PRODUCT(C4*E4,F4) | =G4
B |  | Margin | =GetValue("Plumbers margin",3) | % | =SubTotal(G1:G4) | 1 | =PRODUCT(C5*E5,F5) | =G5
I | T27.40.045 | 25,000 litre | T27.40_PLU_Water Tanks | No
B | RX25000LB | 25,000Litre RX Max Water Tank Black | 1 | ea | =GetRate("PLU",$A1,2) | 1 | =PRODUCT(C1*E1,F1) | =G1
B |  | Discount | =GetValue("Discount 7.5%",3) | % | =SubTotal(G1:G1) | 1 | =PRODUCT(C2*E2,F2) | =G2
B |  | Waste and Fixings | =GetValue("Waste 5%",3) | % | =SubTotal(G1:G2) | 1 | =PRODUCT(C3*E3,F3) | =G3
B | Plumber | Plumber | 8 | hrs | =GetRate("LAB1",$A4,2) | 1 | =PRODUCT(C4*E4,F4) | =G4
B |  | Margin | =GetValue("Plumbers margin",3) | % | =SubTotal(G1:G4) | 1 | =PRODUCT(C5*E5,F5) | =G5
I | T27.40.049 | 30,000 litre | T27.40_PLU_Water Tanks | No
B | RX30000LB | 30,000Litre RX Max Water Tank Black | 1 | ea | =GetRate("PLU",$A1,2) | 1 | =PRODUCT(C1*E1,F1) | =G1
B |  | Discount | =GetValue("Discount 7.5%",3) | % | =SubTotal(G1:G1) | 1 | =PRODUCT(C2*E2,F2) | =G2
B |  | Waste and Fixings | =GetValue("Waste 5%",3) | % | =SubTotal(G1:G2) | 1 | =PRODUCT(C3*E3,F3) | =G3
B | Plumber | Plumber | 8 | hrs | =GetRate("LAB1",$A4,2) | 1 | =PRODUCT(C4*E4,F4) | =G4
B |  | Margin | =GetValue("Plumbers margin",3) | % | =SubTotal(G1:G4) | 1 | =PRODUCT(C5*E5,F5) | =G5
I | T27.40.053 | <b>Concrete Storage or Supply Tanks</b> | T27.40_PLU_Water Tanks
I | T27.40.057 | 4,500 litre | T27.40_PLU_Water Tanks | No
B | 5720 | 4500L CONCRETE TANK (1000G) | 1 | ea | =GetRate("DRA",$A1,2) | 1 | =PRODUCT(C1*E1,F1) | =G1
B |  | Discount | =GetValue("Discount 7.5%",3) | % | =SubTotal(G1:G1) | 1 | =PRODUCT(C2*E2,F2) | =G2
B |  | Waste and Fixings | =GetValue("Waste 5%",3) | % | =SubTotal(G1:G2) | 1 | =PRODUCT(C3*E3,F3) | =G3
B | Plumber | Plumber | 5 | hrs | =GetRate("LAB1",$A4,2) | 1 | =PRODUCT(C4*E4,F4) | =G4
B |  | Margin | =GetValue("Plumbers margin",3) | % | =SubTotal(G1:G4) | 1 | =PRODUCT(C5*E5,F5) | =G5
I | T27.40.061 | 13,500 litre | T27.40_PLU_Water Tanks | No
I | T27.40.065 | 22,700 litre | T27.40_PLU_Water Tanks | No
B | 22500 | 22,500 litre from Daniel 07 856 2880 | 1 | ea | =GetRate("DRA",$A1,2) | 1 | =PRODUCT(C1*E1,F1) | =G1
B |  | Discount | =GetValue("Discount 7.5%",3) | % | =SubTotal(G1:G1) | 1 | =PRODUCT(C2*E2,F2) | =G2
B |  | Waste and Fixings | =GetValue("Waste 5%",3) | % | =SubTotal(G1:G2) | 1 | =PRODUCT(C3*E3,F3) | =G3
B | Plumber | Plumber | 8 | hrs | =GetRate("LAB1",$A4,2) | 1 | =PRODUCT(C4*E4,F4) | =G4
B |  | Margin | =GetValue("Plumbers margin",3) | % | =SubTotal(G1:G4) | 1 | =PRODUCT(C5*E5,F5) | =G5
I | T27.41.001 | Water Heaters, Electric | T27.41_PLU_Water Heaters
I | T27.41.005 | Rates exclude electrical wiring and connection | T27.41_PLU_Water Heaters
I | T27.41.009 | Water Heaters, Gas - see Gasfitting Section | T27.41_PLU_Water Heaters
I | T27.41.013 | <b>Instantaneous Type Water Heater,</b> must be used with vented taps | T27.41_PLU_Water Heaters
I | T27.41.017 | Sink type 6kW, domestic, 1 phase | T27.41_PLU_Water Heaters | No
B | HS6/1 | HS6/1 Hotstream Insapipe Instant HW 1ph 6kw - domestic handwash | 1 | no | =GetRate("PLU",$A1,2) | 1 | =PRODUCT(C1*E1,F1) | =G1
B |  | Discount | =GetValue("Discount 12.5%",3) | % | =SubTotal(G1:G1) | 1 | =PRODUCT(C2*E2,F2) | =G2
B |  | Waste and Fixings | =GetValue("Waste 5%",3) | % | =SubTotal(G1:G2) | 1 | =PRODUCT(C3*E3,F3) | =G3
B | Deliver4 | General Delivery charge v low | 1 | trip | =GetRate("PLT",$A4,2) | 1 | =PRODUCT(C4*E4,F4) | =G4
B | Plumber | Plumber | 2 | hrs | =GetRate("LAB1",$A5,2) | 1 | =PRODUCT(C5*E5,F5) | =G5
B |  | Margin | =GetValue("Plumbers margin",3) | % | =SubTotal(G1:G5) | 1 | =PRODUCT(C6*E6,F6) | =G6
I | T27.41.021 | Shower type 8kW, domestic, 1 phase | T27.41_PLU_Water Heaters | No
B | HS8/1 | HS8/1 Hotstream Insapipe Instant HW 1ph 8kw - domestic shower | 1 | no | =GetRate("PLU",$A1,2) | 1 | =PRODUCT(C1*E1,F1) | =G1
B |  | Discount | =GetValue("Discount 12.5%",3) | % | =SubTotal(G1:G1) | 1 | =PRODUCT(C2*E2,F2) | =G2
B |  | Waste and Fixings | =GetValue("Waste 5%",3) | % | =SubTotal(G1:G2) | 1 | =PRODUCT(C3*E3,F3) | =G3
B | Deliver4 | General Delivery charge v low | 1 | trip | =GetRate("PLT",$A4,2) | 1 | =PRODUCT(C4*E4,F4) | =G4
B | Plumber | Plumber | 2 | hrs | =GetRate("LAB1",$A5,2) | 1 | =PRODUCT(C5*E5,F5) | =G5
B |  | Margin | =GetValue("Plumbers margin",3) | % | =SubTotal(G1:G5) | 1 | =PRODUCT(C6*E6,F6) | =G6
I | T27.41.025 | Sink type 8kW, commercial, 2 phase | T27.41_PLU_Water Heaters | No
B | HS8/2 | HS8/2 Hotstream Insapipe Instant HW 2ph 8 kw - commercial handwash | 1 | no | =GetRate("PLU",$A1,2) | 1 | =PRODUCT(C1*E1,F1) | =G1
B |  | Discount | =GetValue("Discount 12.5%",3) | % | =SubTotal(G1:G1) | 1 | =PRODUCT(C2*E2,F2) | =G2
B |  | Waste and Fixings | =GetValue("Waste 5%",3) | % | =SubTotal(G1:G2) | 1 | =PRODUCT(C3*E3,F3) | =G3
B | Deliver4 | General Delivery charge v low | 1 | trip | =GetRate("PLT",$A4,2) | 1 | =PRODUCT(C4*E4,F4) | =G4
B | Plumber | Plumber | 2 | hrs | =GetRate("LAB1",$A5,2) | 1 | =PRODUCT(C5*E5,F5) | =G5
B |  | Margin | =GetValue("Plumbers margin",3) | % | =SubTotal(G1:G5) | 1 | =PRODUCT(C6*E6,F6) | =G6
I | T27.41.029 | Shower type 10kW, commercial, 2 phase | T27.41_PLU_Water Heaters | No
B | HS10/2 | HS10/2 Hotstream Insapipe Instant HW 2ph 10 kw - commercial shower | 1 | no | =GetRate("PLU",$A1,2) | 1 | =PRODUCT(C1*E1,F1) | =G1
B |  | Discount | =GetValue("Discount 12.5%",3) | % | =SubTotal(G1:G1) | 1 | =PRODUCT(C2*E2,F2) | =G2
B |  | Waste and Fixings | =GetValue("Waste 5%",3) | % | =SubTotal(G1:G2) | 1 | =PRODUCT(C3*E3,F3) | =G3
B | Deliver4 | General Delivery charge v low | 1 | trip | =GetRate("PLT",$A4,2) | 1 | =PRODUCT(C4*E4,F4) | =G4
B | Plumber | Plumber | 2 | hrs | =GetRate("LAB1",$A5,2) | 1 | =PRODUCT(C5*E5,F5) | =G5
B |  | Margin | =GetValue("Plumbers margin",3) | % | =SubTotal(G1:G5) | 1 | =PRODUCT(C6*E6,F6) | =G6
I | T27.41.033 | <b>Low Pressure Water Heater,</b> including thermostat and element | T27.41_PLU_Water Heaters
I | T27.41.037 | 15 litre underbench model | T27.41_PLU_Water Heaters | No
B | 19901513 | 199 015 13 Rheem Underbench Unit LP 15L 365x345H U/BENCH 2kW A GRADE | 1 | no | =GetRate("PLU",$A1,2) | 1 | =PRODUCT(C1*E1,F1) | =G1
B |  | Discount | =GetValue("Discount 12.5%",3) | % | =SubTotal(G1:G1) | 1 | =PRODUCT(C2*E2,F2) | =G2
B |  | Waste and Fixings | =GetValue("Waste 5%",3) | % | =SubTotal(G1:G2) | 1 | =PRODUCT(C3*E3,F3) | =G3
B | Deliver4 | General Delivery charge v low | 1 | trip | =GetRate("PLT",$A4,2) | 1 | =PRODUCT(C4*E4,F4) | =G4
B | Plumber | Plumber | 2 | hrs | =GetRate("LAB1",$A5,2) | 1 | =PRODUCT(C5*E5,F5) | =G5
B |  | Margin | =GetValue("Plumbers margin",3) | % | =SubTotal(G1:G5) | 1 | =PRODUCT(C6*E6,F6) | =G6
I | T27.41.041 | 25 litre underbench model | T27.41_PLU_Water Heaters | No
B | 19902513 | 199 025 13 Rheem Underbench Unit LP 25L 365x525H U/BENCH 2kW A GRADE | 1 | no | =GetRate("PLU",$A1,2) | 1 | =PRODUCT(C1*E1,F1) | =G1
B |  | Discount | =GetValue("Discount 12.5%",3) | % | =SubTotal(G1:G1) | 1 | =PRODUCT(C2*E2,F2) | =G2
B |  | Waste and Fixings | =GetValue("Waste 5%",3) | % | =SubTotal(G1:G2) | 1 | =PRODUCT(C3*E3,F3) | =G3
B | Deliver4 | General Delivery charge v low | 1 | trip | =GetRate("PLT",$A4,2) | 1 | =PRODUCT(C4*E4,F4) | =G4
B | Plumber | Plumber | 2 | hrs | =GetRate("LAB1",$A5,2) | 1 | =PRODUCT(C5*E5,F5) | =G5
B |  | Margin | =GetValue("Plumbers margin",3) | % | =SubTotal(G1:G5) | 1 | =PRODUCT(C6*E6,F6) | =G6
I | T27.41.045 | 40 litre underbench model | T27.41_PLU_Water Heaters | No
B | 19904013 | 199 040 13 Rheem Underbench Unit LP 40L 46Ox490H UIBENCH 2kW A GRADE | 1 | no | =GetRate("PLU",$A1,2) | 1 | =PRODUCT(C1*E1,F1) | =G1
B |  | Discount | =GetValue("Discount 12.5%",3) | % | =SubTotal(G1:G1) | 1 | =PRODUCT(C2*E2,F2) | =G2
B |  | Waste and Fixings | =GetValue("Waste 5%",3) | % | =SubTotal(G1:G2) | 1 | =PRODUCT(C3*E3,F3) | =G3
B | Deliver4 | General Delivery charge v low | 1 | trip | =GetRate("PLT",$A4,2) | 1 | =PRODUCT(C4*E4,F4) | =G4
B | Plumber | Plumber | 2 | hrs | =GetRate("LAB1",$A5,2) | 1 | =PRODUCT(C5*E5,F5) | =G5
B |  | Margin | =GetValue("Plumbers margin",3) | % | =SubTotal(G1:G5) | 1 | =PRODUCT(C6*E6,F6) | =G6
I | T27.41.049 | 40 litre, 2kW | T27.41_PLU_Water Heaters | No
B | 14904013 | 40Lx460 LP-50mm Pre-Wired HWC | 1 | no | =GetRate("PLU",$A1,2) | 1 | =PRODUCT(C1*E1,F1) | =G1
B |  | Discount | =GetValue("Discount 12.5%",3) | % | =SubTotal(G1:G1) | 1 | =PRODUCT(C2*E2,F2) | =G2
B |  | Waste and Fixings | =GetValue("Waste 5%",3) | % | =SubTotal(G1:G2) | 1 | =PRODUCT(C3*E3,F3) | =G3
B | Deliver4 | General Delivery charge v low | 1 | trip | =GetRate("PLT",$A4,2) | 1 | =PRODUCT(C4*E4,F4) | =G4
B | Plumber | Plumber | 3 | hrs | =GetRate("LAB1",$A5,2) | 1 | =PRODUCT(C5*E5,F5) | =G5
B |  | Margin | =GetValue("Plumbers margin",3) | % | =SubTotal(G1:G5) | 1 | =PRODUCT(C6*E6,F6) | =G6
I | T27.41.053 | 90 litre, 2kW | T27.41_PLU_Water Heaters | No
B | 14T09013 | 90Lx510 LP-50mm PreW-2kw Triple Inlet HWC | 1 | no | =GetRate("PLU",$A1,2) | 1 | =PRODUCT(C1*E1,F1) | =G1
B |  | Discount | =GetValue("Discount 12.5%",3) | % | =SubTotal(G1:G1) | 1 | =PRODUCT(C2*E2,F2) | =G2
B |  | Waste and Fixings | =GetValue("Waste 5%",3) | % | =SubTotal(G1:G2) | 1 | =PRODUCT(C3*E3,F3) | =G3
B | Deliver4 | General Delivery charge v low | 1 | trip | =GetRate("PLT",$A4,2) | 1 | =PRODUCT(C4*E4,F4) | =G4
B | Plumber | Plumber | 3 | hrs | =GetRate("LAB1",$A5,2) | 1 | =PRODUCT(C5*E5,F5) | =G5
B |  | Margin | =GetValue("Plumbers margin",3) | % | =SubTotal(G1:G5) | 1 | =PRODUCT(C6*E6,F6) | =G6
I | T27.41.057 | 110 litre, 2kW | T27.41_PLU_Water Heaters | No
B | 14T11013 | 110Lx510 LP-50mm PreW-2kw Triple Inlet HWC | 1 | no | =GetRate("PLU",$A1,2) | 1 | =PRODUCT(C1*E1,F1) | =G1
B |  | Discount | =GetValue("Discount 12.5%",3) | % | =SubTotal(G1:G1) | 1 | =PRODUCT(C2*E2,F2) | =G2
B |  | Waste and Fixings | =GetValue("Waste 5%",3) | % | =SubTotal(G1:G2) | 1 | =PRODUCT(C3*E3,F3) | =G3
B | Deliver4 | General Delivery charge v low | 1 | trip | =GetRate("PLT",$A4,2) | 1 | =PRODUCT(C4*E4,F4) | =G4
B | Plumber | Plumber | 3 | hrs | =GetRate("LAB1",$A5,2) | 1 | =PRODUCT(C5*E5,F5) | =G5
B |  | Margin | =GetValue("Plumbers margin",3) | % | =SubTotal(G1:G5) | 1 | =PRODUCT(C6*E6,F6) | =G6
I | T27.41.061 | 135 litre, 2kW | T27.41_PLU_Water Heaters | No
B | 12T13513 | 135Lx610 LP-50mm PreW Triple Inlet HWC | 1 | no | =GetRate("PLU",$A1,2) | 1 | =PRODUCT(C1*E1,F1) | =G1
B |  | Discount | =GetValue("Discount 12.5%",3) | % | =SubTotal(G1:G1) | 1 | =PRODUCT(C2*E2,F2) | =G2
B |  | Waste and Fixings | =GetValue("Waste 5%",3) | % | =SubTotal(G1:G2) | 1 | =PRODUCT(C3*E3,F3) | =G3
B | Deliver4 | General Delivery charge v low | 1 | trip | =GetRate("PLT",$A4,2) | 1 | =PRODUCT(C4*E4,F4) | =G4
B | Plumber | Plumber | 3 | hrs | =GetRate("LAB1",$A5,2) | 1 | =PRODUCT(C5*E5,F5) | =G5
B |  | Margin | =GetValue("Plumbers margin",3) | % | =SubTotal(G1:G5) | 1 | =PRODUCT(C6*E6,F6) | =G6
I | T27.41.065 | 180 litre, 3kW | T27.41_PLU_Water Heaters | No
B | 12T18015 | 180Lx610 LP-50mm PreW Triple Inlet HWC | 1 | no | =GetRate("PLU",$A1,2) | 1 | =PRODUCT(C1*E1,F1) | =G1
B |  | Discount | =GetValue("Discount 12.5%",3) | % | =SubTotal(G1:G1) | 1 | =PRODUCT(C2*E2,F2) | =G2
B |  | Waste and Fixings | =GetValue("Waste 5%",3) | % | =SubTotal(G1:G2) | 1 | =PRODUCT(C3*E3,F3) | =G3
B | Deliver4 | General Delivery charge v low | 1 | trip | =GetRate("PLT",$A4,2) | 1 | =PRODUCT(C4*E4,F4) | =G4
B | Plumber | Plumber | 3 | hrs | =GetRate("LAB1",$A5,2) | 1 | =PRODUCT(C5*E5,F5) | =G5
B |  | Margin | =GetValue("Plumbers margin",3) | % | =SubTotal(G1:G5) | 1 | =PRODUCT(C6*E6,F6) | =G6
I | T27.41.069 | 225 litre, 3kW | T27.41_PLU_Water Heaters | No
B | 14922515 | 225Lx610 LP-50mm Pre-Wired HWC | 1 | no | =GetRate("PLU",$A1,2) | 1 | =PRODUCT(C1*E1,F1) | =G1
B |  | Discount | =GetValue("Discount 12.5%",3) | % | =SubTotal(G1:G1) | 1 | =PRODUCT(C2*E2,F2) | =G2
B |  | Waste and Fixings | =GetValue("Waste 5%",3) | % | =SubTotal(G1:G2) | 1 | =PRODUCT(C3*E3,F3) | =G3
B | Deliver4 | General Delivery charge v low | 1 | trip | =GetRate("PLT",$A4,2) | 1 | =PRODUCT(C4*E4,F4) | =G4
B | Plumber | Plumber | 4 | hrs | =GetRate("LAB1",$A5,2) | 1 | =PRODUCT(C5*E5,F5) | =G5
B |  | Margin | =GetValue("Plumbers margin",3) | % | =SubTotal(G1:G5) | 1 | =PRODUCT(C6*E6,F6) | =G6
I | T27.41.073 | 270 litre, 3kW | T27.41_PLU_Water Heaters | No
B | 14927015 | 270Lx610 LP-50mm Pre-Wired HWC | 1 | no | =GetRate("PLU",$A1,2) | 1 | =PRODUCT(C1*E1,F1) | =G1
B |  | Discount | =GetValue("Discount 12.5%",3) | % | =SubTotal(G1:G1) | 1 | =PRODUCT(C2*E2,F2) | =G2
B |  | Waste and Fixings | =GetValue("Waste 5%",3) | % | =SubTotal(G1:G2) | 1 | =PRODUCT(C3*E3,F3) | =G3
B | Deliver4 | General Delivery charge v low | 1 | trip | =GetRate("PLT",$A4,2) | 1 | =PRODUCT(C4*E4,F4) | =G4
B | Plumber | Plumber | 4 | hrs | =GetRate("LAB1",$A5,2) | 1 | =PRODUCT(C5*E5,F5) | =G5
B |  | Margin | =GetValue("Plumbers margin",3) | % | =SubTotal(G1:G5) | 1 | =PRODUCT(C6*E6,F6) | =G6
I | T27.41.077 | 350 litre, twin 3kW element | T27.41_PLU_Water Heaters | No
B | 14935025 | 350Lx655 LP-50 PreW-Boost HWC | 1 | no | =GetRate("PLU",$A1,2) | 1 | =PRODUCT(C1*E1,F1) | =G1
B |  | Discount | =GetValue("Discount 12.5%",3) | % | =SubTotal(G1:G1) | 1 | =PRODUCT(C2*E2,F2) | =G2
B |  | Waste and Fixings | =GetValue("Waste 5%",3) | % | =SubTotal(G1:G2) | 1 | =PRODUCT(C3*E3,F3) | =G3
B | Deliver4 | General Delivery charge v low | 1 | trip | =GetRate("PLT",$A4,2) | 1 | =PRODUCT(C4*E4,F4) | =G4
B | Plumber | Plumber | 4 | hrs | =GetRate("LAB1",$A5,2) | 1 | =PRODUCT(C5*E5,F5) | =G5
B |  | Margin | =GetValue("Plumbers margin",3) | % | =SubTotal(G1:G5) | 1 | =PRODUCT(C6*E6,F6) | =G6
I | T27.41.081 | <b>Low Pressure Wetback Water Heater,</b> including thermostat and element | T27.41_PLU_Water Heaters
I | T27.41.085 | 135 litre, 2kW | T27.41_PLU_Water Heaters | No
B | 14513513 | 145 135 13 Rheem Elec Cyl Wet Back LP 135L 560X 955H BCRL 2kW A GRADE | 1 | no | =GetRate("PLU",$A1,2) | 1 | =PRODUCT(C1*E1,F1) | =G1
B |  | Discount | =GetValue("Discount 12.5%",3) | % | =SubTotal(G1:G1) | 1 | =PRODUCT(C2*E2,F2) | =G2
B |  | Waste and Fixings | =GetValue("Waste 5%",3) | % | =SubTotal(G1:G2) | 1 | =PRODUCT(C3*E3,F3) | =G3
B | Deliver4 | General Delivery charge v low | 1 | trip | =GetRate("PLT",$A4,2) | 1 | =PRODUCT(C4*E4,F4) | =G4
B | Plumber | Plumber | 3 | hrs | =GetRate("LAB1",$A5,2) | 1 | =PRODUCT(C5*E5,F5) | =G5
B |  | Margin | =GetValue("Plumbers margin",3) | % | =SubTotal(G1:G5) | 1 | =PRODUCT(C6*E6,F6) | =G6
I | T27.41.089 | 180 litre, 3kW | T27.41_PLU_Water Heaters | No
B | 12518015 | 125 180 15 Rheem Elec Cyl Wet Back LP 180L 610X1020H BCRL 3kW A GRADq | 1 | no | =GetRate("PLU",$A1,2) | 1 | =PRODUCT(C1*E1,F1) | =G1
B |  | Discount | =GetValue("Discount 12.5%",3) | % | =SubTotal(G1:G1) | 1 | =PRODUCT(C2*E2,F2) | =G2
B |  | Waste and Fixings | =GetValue("Waste 5%",3) | % | =SubTotal(G1:G2) | 1 | =PRODUCT(C3*E3,F3) | =G3
B | Deliver4 | General Delivery charge v low | 1 | trip | =GetRate("PLT",$A4,2) | 1 | =PRODUCT(C4*E4,F4) | =G4
B | Plumber | Plumber | 3 | hrs | =GetRate("LAB1",$A5,2) | 1 | =PRODUCT(C5*E5,F5) | =G5
B |  | Margin | =GetValue("Plumbers margin",3) | % | =SubTotal(G1:G5) | 1 | =PRODUCT(C6*E6,F6) | =G6
I | T27.41.093 | 225 litre, 3kW | T27.41_PLU_Water Heaters | No
B | 14522515 | 145 225 15 Rheem Elec Cyl Wet Back LP 225L 610X1245H BCRL 3kW A GRADE | 1 | no | =GetRate("PLU",$A1,2) | 1 | =PRODUCT(C1*E1,F1) | =G1
B |  | Discount | =GetValue("Discount 12.5%",3) | % | =SubTotal(G1:G1) | 1 | =PRODUCT(C2*E2,F2) | =G2
B |  | Waste and Fixings | =GetValue("Waste 5%",3) | % | =SubTotal(G1:G2) | 1 | =PRODUCT(C3*E3,F3) | =G3
B | Deliver4 | General Delivery charge v low | 1 | trip | =GetRate("PLT",$A4,2) | 1 | =PRODUCT(C4*E4,F4) | =G4
B | Plumber | Plumber | 4 | hrs | =GetRate("LAB1",$A5,2) | 1 | =PRODUCT(C5*E5,F5) | =G5
B |  | Margin | =GetValue("Plumbers margin",3) | % | =SubTotal(G1:G5) | 1 | =PRODUCT(C6*E6,F6) | =G6
I | T27.41.097 | 270 litre, 3kW | T27.41_PLU_Water Heaters | No
B | 14527015 | 145 270 15 Rheem Elec Cyl Wet Back LP 270L 610x1470H BCRL 3kW A GRADE | 1 | no | =GetRate("PLU",$A1,2) | 1 | =PRODUCT(C1*E1,F1) | =G1
B |  | Discount | =GetValue("Discount 12.5%",3) | % | =SubTotal(G1:G1) | 1 | =PRODUCT(C2*E2,F2) | =G2
B |  | Waste and Fixings | =GetValue("Waste 5%",3) | % | =SubTotal(G1:G2) | 1 | =PRODUCT(C3*E3,F3) | =G3
B | Deliver4 | General Delivery charge v low | 1 | trip | =GetRate("PLT",$A4,2) | 1 | =PRODUCT(C4*E4,F4) | =G4
B | Plumber | Plumber | 4 | hrs | =GetRate("LAB1",$A5,2) | 1 | =PRODUCT(C5*E5,F5) | =G5
B |  | Margin | =GetValue("Plumbers margin",3) | % | =SubTotal(G1:G5) | 1 | =PRODUCT(C6*E6,F6) | =G6
I | T27.41.101 | <b>Low Pressure Solar Water Heater,</b> including thermostat and booster element | T27.41_PLU_Water Heaters
I | T27.41.105 | 270 litre, 3.6kW | T27.41_PLU_Water Heaters | No
B | A51127007 | Rheem 270L 678x1395 Solar Tank with 3.6kw Booster | 1 | no | =GetRate("PLU",$A1,2) | 1 | =PRODUCT(C1*E1,F1) | =G1
B |  | Discount | =GetValue("Discount 12.5%",3) | % | =SubTotal(G1:G1) | 1 | =PRODUCT(C2*E2,F2) | =G2
B |  | Waste and Fixings | =GetValue("Waste 5%",3) | % | =SubTotal(G1:G2) | 1 | =PRODUCT(C3*E3,F3) | =G3
B | Deliver4 | General Delivery charge v low | 1 | trip | =GetRate("PLT",$A4,2) | 1 | =PRODUCT(C4*E4,F4) | =G4
B | Plumber | Plumber | 4 | hrs | =GetRate("LAB1",$A5,2) | 1 | =PRODUCT(C5*E5,F5) | =G5
B |  | Margin | =GetValue("Plumbers margin",3) | % | =SubTotal(G1:G5) | 1 | =PRODUCT(C6*E6,F6) | =G6
I | T27.41.109 | 340 litre, 3.6kW | T27.41_PLU_Water Heaters | No
B | A51134007 | Rheem 340L 678x1640 Solar Tank with 3.6kw Booster | 1 | no | =GetRate("PLU",$A1,2) | 1 | =PRODUCT(C1*E1,F1) | =G1
B |  | Discount | =GetValue("Discount 12.5%",3) | % | =SubTotal(G1:G1) | 1 | =PRODUCT(C2*E2,F2) | =G2
B |  | Waste and Fixings | =GetValue("Waste 5%",3) | % | =SubTotal(G1:G2) | 1 | =PRODUCT(C3*E3,F3) | =G3
B | Deliver4 | General Delivery charge v low | 1 | trip | =GetRate("PLT",$A4,2) | 1 | =PRODUCT(C4*E4,F4) | =G4
B | Plumber | Plumber | 4 | hrs | =GetRate("LAB1",$A5,2) | 1 | =PRODUCT(C5*E5,F5) | =G5
B |  | Margin | =GetValue("Plumbers margin",3) | % | =SubTotal(G1:G5) | 1 | =PRODUCT(C6*E6,F6) | =G6
I | T27.41.113 | 430 litre, 3.6kW | T27.41_PLU_Water Heaters | No
B | A51143007 | Rheem 430L 726x1836 Solar Tank with 3.6kw Booster | 1 | no | =GetRate("PLU",$A1,2) | 1 | =PRODUCT(C1*E1,F1) | =G1
B |  | Discount | =GetValue("Discount 12.5%",3) | % | =SubTotal(G1:G1) | 1 | =PRODUCT(C2*E2,F2) | =G2
B |  | Waste and Fixings | =GetValue("Waste 5%",3) | % | =SubTotal(G1:G2) | 1 | =PRODUCT(C3*E3,F3) | =G3
B | Deliver4 | General Delivery charge v low | 1 | trip | =GetRate("PLT",$A4,2) | 1 | =PRODUCT(C4*E4,F4) | =G4
B | Plumber | Plumber | 4 | hrs | =GetRate("LAB1",$A5,2) | 1 | =PRODUCT(C5*E5,F5) | =G5
B |  | Margin | =GetValue("Plumbers margin",3) | % | =SubTotal(G1:G5) | 1 | =PRODUCT(C6*E6,F6) | =G6
I | T27.41.117 | <b>Mains Pressure Water Heater,</b> including thermostat and element, non return valve, line strainer, three-in-one valve and drain cock. Vitreous glass lining | T27.41_PLU_Water Heaters
I | T27.41.121 | 45 litre, 3kW | T27.41_PLU_Water Heaters | No
B | 31204515 | 45Lx488 MP-50mm Pre-Wired HWC A-Grade | 1 | no | =GetRate("PLU",$A1,2) | 1 | =PRODUCT(C1*E1,F1) | =G1
B |  | Discount | =GetValue("Discount 12.5%",3) | % | =SubTotal(G1:G1) | 1 | =PRODUCT(C2*E2,F2) | =G2
B |  | Waste and Fixings | =GetValue("Waste 5%",3) | % | =SubTotal(G1:G2) | 1 | =PRODUCT(C3*E3,F3) | =G3
B | Deliver4 | General Delivery charge v low | 1 | trip | =GetRate("PLT",$A4,2) | 1 | =PRODUCT(C4*E4,F4) | =G4
B | Plumber | Plumber | 3 | hrs | =GetRate("LAB1",$A5,2) | 1 | =PRODUCT(C5*E5,F5) | =G5
B |  | Margin | =GetValue("Plumbers margin",3) | % | =SubTotal(G1:G5) | 1 | =PRODUCT(C6*E6,F6) | =G6
I | T27.41.125 | 90 litre, 3kW | T27.41_PLU_Water Heaters | No
B | 31209015 | 90Lx488 MP-50mm Pre-Wired HWC A-Grade | 1 | no | =GetRate("PLU",$A1,2) | 1 | =PRODUCT(C1*E1,F1) | =G1
B |  | Discount | =GetValue("Discount 12.5%",3) | % | =SubTotal(G1:G1) | 1 | =PRODUCT(C2*E2,F2) | =G2
B |  | Waste and Fixings | =GetValue("Waste 5%",3) | % | =SubTotal(G1:G2) | 1 | =PRODUCT(C3*E3,F3) | =G3
B | Deliver4 | General Delivery charge v low | 1 | trip | =GetRate("PLT",$A4,2) | 1 | =PRODUCT(C4*E4,F4) | =G4
B | Plumber | Plumber | 3 | hrs | =GetRate("LAB1",$A5,2) | 1 | =PRODUCT(C5*E5,F5) | =G5
B |  | Margin | =GetValue("Plumbers margin",3) | % | =SubTotal(G1:G5) | 1 | =PRODUCT(C6*E6,F6) | =G6
I | T27.41.129 | 135 litre, 3kW | T27.41_PLU_Water Heaters | No
B | 32213515 | 135Lx580 MP-50mm Pre-Wired HWC A-Grade | 1 | no | =GetRate("PLU",$A1,2) | 1 | =PRODUCT(C1*E1,F1) | =G1
B |  | Discount | =GetValue("Discount 12.5%",3) | % | =SubTotal(G1:G1) | 1 | =PRODUCT(C2*E2,F2) | =G2
B |  | Waste and Fixings | =GetValue("Waste 5%",3) | % | =SubTotal(G1:G2) | 1 | =PRODUCT(C3*E3,F3) | =G3
B | Deliver4 | General Delivery charge v low | 1 | trip | =GetRate("PLT",$A4,2) | 1 | =PRODUCT(C4*E4,F4) | =G4
B | Plumber | Plumber | 3 | hrs | =GetRate("LAB1",$A5,2) | 1 | =PRODUCT(C5*E5,F5) | =G5
B |  | Margin | =GetValue("Plumbers margin",3) | % | =SubTotal(G1:G5) | 1 | =PRODUCT(C6*E6,F6) | =G6
I | T27.41.133 | 180 litre, 3kW | T27.41_PLU_Water Heaters | No
B | 32218015 | 180Lx580 MP-50mm Pre-Wired HWC A-Grade | 1 | no | =GetRate("PLU",$A1,2) | 1 | =PRODUCT(C1*E1,F1) | =G1
B |  | Discount | =GetValue("Discount 12.5%",3) | % | =SubTotal(G1:G1) | 1 | =PRODUCT(C2*E2,F2) | =G2
B |  | Waste and Fixings | =GetValue("Waste 5%",3) | % | =SubTotal(G1:G2) | 1 | =PRODUCT(C3*E3,F3) | =G3
B | Deliver4 | General Delivery charge v low | 1 | trip | =GetRate("PLT",$A4,2) | 1 | =PRODUCT(C4*E4,F4) | =G4
B | Plumber | Plumber | 3 | hrs | =GetRate("LAB1",$A5,2) | 1 | =PRODUCT(C5*E5,F5) | =G5
B |  | Margin | =GetValue("Plumbers margin",3) | % | =SubTotal(G1:G5) | 1 | =PRODUCT(C6*E6,F6) | =G6
I | T27.41.137 | 250 litre, 3kW | T27.41_PLU_Water Heaters | No
B | 31225015 | 250Lx580 MP-50mm Pre-Wired HWC A-Grade | 1 | no | =GetRate("PLU",$A1,2) | 1 | =PRODUCT(C1*E1,F1) | =G1
B |  | Discount | =GetValue("Discount 12.5%",3) | % | =SubTotal(G1:G1) | 1 | =PRODUCT(C2*E2,F2) | =G2
B |  | Waste and Fixings | =GetValue("Waste 5%",3) | % | =SubTotal(G1:G2) | 1 | =PRODUCT(C3*E3,F3) | =G3
B | Deliver4 | General Delivery charge v low | 1 | trip | =GetRate("PLT",$A4,2) | 1 | =PRODUCT(C4*E4,F4) | =G4
B | Plumber | Plumber | 4 | hrs | =GetRate("LAB1",$A5,2) | 1 | =PRODUCT(C5*E5,F5) | =G5
B |  | Margin | =GetValue("Plumbers margin",3) | % | =SubTotal(G1:G5) | 1 | =PRODUCT(C6*E6,F6) | =G6
I | T27.41.141 | 250 litre, 2 x 3kW twin element | T27.41_PLU_Water Heaters | No
B | 31225025 | 250Lx580 MP-50mm Twin PreW-2x3kw HWC A-Grade | 1 | no | =GetRate("PLU",$A1,2) | 1 | =PRODUCT(C1*E1,F1) | =G1
B |  | Discount | =GetValue("Discount 12.5%",3) | % | =SubTotal(G1:G1) | 1 | =PRODUCT(C2*E2,F2) | =G2
B |  | Waste and Fixings | =GetValue("Waste 5%",3) | % | =SubTotal(G1:G2) | 1 | =PRODUCT(C3*E3,F3) | =G3
B | Deliver4 | General Delivery charge v low | 1 | trip | =GetRate("PLT",$A4,2) | 1 | =PRODUCT(C4*E4,F4) | =G4
B | Plumber | Plumber | 4 | hrs | =GetRate("LAB1",$A5,2) | 1 | =PRODUCT(C5*E5,F5) | =G5
B |  | Margin | =GetValue("Plumbers margin",3) | % | =SubTotal(G1:G5) | 1 | =PRODUCT(C6*E6,F6) | =G6
I | T27.41.145 | 300 litre, 3kW | T27.41_PLU_Water Heaters | No
B | 31230015 | 300Lx580 MP-50mm Pre-Wired HWC A-Grade | 1 | no | =GetRate("PLU",$A1,2) | 1 | =PRODUCT(C1*E1,F1) | =G1
B |  | Discount | =GetValue("Discount 12.5%",3) | % | =SubTotal(G1:G1) | 1 | =PRODUCT(C2*E2,F2) | =G2
B |  | Waste and Fixings | =GetValue("Waste 5%",3) | % | =SubTotal(G1:G2) | 1 | =PRODUCT(C3*E3,F3) | =G3
B | Deliver4 | General Delivery charge v low | 1 | trip | =GetRate("PLT",$A4,2) | 1 | =PRODUCT(C4*E4,F4) | =G4
B | Plumber | Plumber | 4 | hrs | =GetRate("LAB1",$A5,2) | 1 | =PRODUCT(C5*E5,F5) | =G5
B |  | Margin | =GetValue("Plumbers margin",3) | % | =SubTotal(G1:G5) | 1 | =PRODUCT(C6*E6,F6) | =G6
I | T27.41.149 | 300 litre, 2 x 3kW twin element | T27.41_PLU_Water Heaters | No
B | 31230033 | 300Lx580 MP-50mm 2x3kw Pre-Wired HWC A-Grade | 1 | no | =GetRate("PLU",$A1,2) | 1 | =PRODUCT(C1*E1,F1) | =G1
B |  | Discount | =GetValue("Discount 12.5%",3) | % | =SubTotal(G1:G1) | 1 | =PRODUCT(C2*E2,F2) | =G2
B |  | Waste and Fixings | =GetValue("Waste 5%",3) | % | =SubTotal(G1:G2) | 1 | =PRODUCT(C3*E3,F3) | =G3
B | Deliver4 | General Delivery charge v low | 1 | trip | =GetRate("PLT",$A4,2) | 1 | =PRODUCT(C4*E4,F4) | =G4
B | Plumber | Plumber | 4 | hrs | =GetRate("LAB1",$A5,2) | 1 | =PRODUCT(C5*E5,F5) | =G5
B |  | Margin | =GetValue("Plumbers margin",3) | % | =SubTotal(G1:G5) | 1 | =PRODUCT(C6*E6,F6) | =G6
I | T27.41.153 | <b>Mains Pressure Water Heater, Commercial,</b> including thermostat, non return valve, line strainer, three-in-one valve and drain cock. Vitreous glass lining | T27.41_PLU_Water Heaters
I | T27.41.157 | 50 litre, 3 x 4.8kW elements | T27.41_PLU_Water Heaters | No
B | A613050 | 50L 3x4.8kw Commercial MP Electric HWC | 1 | no | =GetRate("PLU",$A1,2) | 1 | =PRODUCT(C1*E1,F1) | =G1
B |  | Discount | =GetValue("Discount 12.5%",3) | % | =SubTotal(G1:G1) | 1 | =PRODUCT(C2*E2,F2) | =G2
B |  | Waste and Fixings | =GetValue("Waste 5%",3) | % | =SubTotal(G1:G2) | 1 | =PRODUCT(C3*E3,F3) | =G3
B | Deliver4 | General Delivery charge v low | 1 | trip | =GetRate("PLT",$A4,2) | 1 | =PRODUCT(C4*E4,F4) | =G4
B | Plumber | Plumber | 4 | hrs | =GetRate("LAB1",$A5,2) | 1 | =PRODUCT(C5*E5,F5) | =G5
B |  | Margin | =GetValue("Plumbers margin",3) | % | =SubTotal(G1:G5) | 1 | =PRODUCT(C6*E6,F6) | =G6
I | T27.41.161 | 315 litre, 3 x 3.6kW or 3 x 4.8kW elements | T27.41_PLU_Water Heaters | No
B | A613315 | 315L 3x4.8kw Commercial MP Electric HWC | 1 | no | =GetRate("PLU",$A1,2) | 1 | =PRODUCT(C1*E1,F1) | =G1
B |  | Discount | =GetValue("Discount 12.5%",3) | % | =SubTotal(G1:G1) | 1 | =PRODUCT(C2*E2,F2) | =G2
B |  | Waste and Fixings | =GetValue("Waste 5%",3) | % | =SubTotal(G1:G2) | 1 | =PRODUCT(C3*E3,F3) | =G3
B | Deliver4 | General Delivery charge v low | 1 | trip | =GetRate("PLT",$A4,2) | 1 | =PRODUCT(C4*E4,F4) | =G4
B | Plumber | Plumber | 4 | hrs | =GetRate("LAB1",$A5,2) | 1 | =PRODUCT(C5*E5,F5) | =G5
B |  | Margin | =GetValue("Plumbers margin",3) | % | =SubTotal(G1:G5) | 1 | =PRODUCT(C6*E6,F6) | =G6
I | T27.41.165 | 315 litre, 6 x 4.8kW or 6 x 6kW elements | T27.41_PLU_Water Heaters | No
B | A616315 | 315L 6x4.8kw Commercial MP Electric HWC | 1 | no | =GetRate("PLU",$A1,2) | 1 | =PRODUCT(C1*E1,F1) | =G1
B |  | Discount | =GetValue("Discount 12.5%",3) | % | =SubTotal(G1:G1) | 1 | =PRODUCT(C2*E2,F2) | =G2
B |  | Waste and Fixings | =GetValue("Waste 5%",3) | % | =SubTotal(G1:G2) | 1 | =PRODUCT(C3*E3,F3) | =G3
B | Deliver4 | General Delivery charge v low | 1 | trip | =GetRate("PLT",$A4,2) | 1 | =PRODUCT(C4*E4,F4) | =G4
B | Plumber | Plumber | 4 | hrs | =GetRate("LAB1",$A5,2) | 1 | =PRODUCT(C5*E5,F5) | =G5
B |  | Margin | =GetValue("Plumbers margin",3) | % | =SubTotal(G1:G5) | 1 | =PRODUCT(C6*E6,F6) | =G6
I | T27.41.169 | <b>Mains Pressure Water Heater, Air Sourced Heat Pump,</b> including thermostat, non return valve, line strainer, three-in-one valve and drain cock. Vitreous glass lining | T27.41_PLU_Water Heaters
I | T27.41.173 | 310 litre, 3.6kW | T27.41_PLU_Water Heaters | No
B | A55131007 | Rheem HDi-310L Air Source Heat Pump | 1 | no | =GetRate("PLU",$A1,2) | 1 | =PRODUCT(C1*E1,F1) | =G1
B |  | Discount | =GetValue("Discount 12.5%",3) | % | =SubTotal(G1:G1) | 1 | =PRODUCT(C2*E2,F2) | =G2
B |  | Waste and Fixings | =GetValue("Waste 5%",3) | % | =SubTotal(G1:G2) | 1 | =PRODUCT(C3*E3,F3) | =G3
B | Deliver4 | General Delivery charge v low | 1 | trip | =GetRate("PLT",$A4,2) | 1 | =PRODUCT(C4*E4,F4) | =G4
B | Plumber | Plumber | 6 | hrs | =GetRate("LAB1",$A5,2) | 1 | =PRODUCT(C5*E5,F5) | =G5
B |  | Margin | =GetValue("Plumbers margin",3) | % | =SubTotal(G1:G5) | 1 | =PRODUCT(C6*E6,F6) | =G6
I | T27.41.177 | <b>Boiling Water Unit,</b> over sink, manual, 2.4kW | T27.41_PLU_Water Heaters
I | T27.41.181 | 4.5 litre | T27.41_PLU_Water Heaters | No
B | 83204514 | 832 045 14 Rheem Zip Boiling Unit ZIP 4.5L O/SINK MAN BOIL 2.4KW | 1 | no | =GetRate("PLU",$A1,2) | 1 | =PRODUCT(C1*E1,F1) | =G1
B |  | Discount | =GetValue("Discount 12.5%",3) | % | =SubTotal(G1:G1) | 1 | =PRODUCT(C2*E2,F2) | =G2
B |  | Waste and Fixings | =GetValue("Waste 5%",3) | % | =SubTotal(G1:G2) | 1 | =PRODUCT(C3*E3,F3) | =G3
B | Deliver4 | General Delivery charge v low | 1 | trip | =GetRate("PLT",$A4,2) | 1 | =PRODUCT(C4*E4,F4) | =G4
B | Plumber | Plumber | 2 | hrs | =GetRate("LAB1",$A5,2) | 1 | =PRODUCT(C5*E5,F5) | =G5
B |  | Margin | =GetValue("Plumbers margin",3) | % | =SubTotal(G1:G5) | 1 | =PRODUCT(C6*E6,F6) | =G6
I | T27.41.185 | 7 litre | T27.41_PLU_Water Heaters | No
B | 83207014 | 832 070 14 Rheem Zip Boiling Unit ZIP 7.0L O/SINK MAN BOIL 2.4KW | 1 | no | =GetRate("PLU",$A1,2) | 1 | =PRODUCT(C1*E1,F1) | =G1
B |  | Discount | =GetValue("Discount 12.5%",3) | % | =SubTotal(G1:G1) | 1 | =PRODUCT(C2*E2,F2) | =G2
B |  | Waste and Fixings | =GetValue("Waste 5%",3) | % | =SubTotal(G1:G2) | 1 | =PRODUCT(C3*E3,F3) | =G3
B | Deliver4 | General Delivery charge v low | 1 | trip | =GetRate("PLT",$A4,2) | 1 | =PRODUCT(C4*E4,F4) | =G4
B | Plumber | Plumber | 2 | hrs | =GetRate("LAB1",$A5,2) | 1 | =PRODUCT(C5*E5,F5) | =G5
B |  | Margin | =GetValue("Plumbers margin",3) | % | =SubTotal(G1:G5) | 1 | =PRODUCT(C6*E6,F6) | =G6
I | T27.41.189 | 15 litre | T27.41_PLU_Water Heaters | No
B | 83215014 | 832 150 14 Rheem Zip Boiling Unit ZIP 15L O/SINK MAN BOIL 2.4KW | 1 | no | =GetRate("PLU",$A1,2) | 1 | =PRODUCT(C1*E1,F1) | =G1
B |  | Discount | =GetValue("Discount 12.5%",3) | % | =SubTotal(G1:G1) | 1 | =PRODUCT(C2*E2,F2) | =G2
B |  | Waste and Fixings | =GetValue("Waste 5%",3) | % | =SubTotal(G1:G2) | 1 | =PRODUCT(C3*E3,F3) | =G3
B | Deliver4 | General Delivery charge v low | 1 | trip | =GetRate("PLT",$A4,2) | 1 | =PRODUCT(C4*E4,F4) | =G4
B | Plumber | Plumber | 2.5 | hrs | =GetRate("LAB1",$A5,2) | 1 | =PRODUCT(C5*E5,F5) | =G5
B |  | Margin | =GetValue("Plumbers margin",3) | % | =SubTotal(G1:G5) | 1 | =PRODUCT(C6*E6,F6) | =G6
I | T27.41.193 | 23 litre | T27.41_PLU_Water Heaters | No
B | 83223014 | 832 230 14 Rheem Zip Boiling Unit ZIP 23L O/SINK MAN BOIL 2.4KW | 1 | no | =GetRate("PLU",$A1,2) | 1 | =PRODUCT(C1*E1,F1) | =G1
B |  | Discount | =GetValue("Discount 12.5%",3) | % | =SubTotal(G1:G1) | 1 | =PRODUCT(C2*E2,F2) | =G2
B |  | Waste and Fixings | =GetValue("Waste 5%",3) | % | =SubTotal(G1:G2) | 1 | =PRODUCT(C3*E3,F3) | =G3
B | Deliver4 | General Delivery charge v low | 1 | trip | =GetRate("PLT",$A4,2) | 1 | =PRODUCT(C4*E4,F4) | =G4
B | Plumber | Plumber | 3 | hrs | =GetRate("LAB1",$A5,2) | 1 | =PRODUCT(C5*E5,F5) | =G5
B |  | Margin | =GetValue("Plumbers margin",3) | % | =SubTotal(G1:G5) | 1 | =PRODUCT(C6*E6,F6) | =G6
I | T27.41.197 | 34 litre | T27.41_PLU_Water Heaters | No
B | 83235014 | 832 350 14 Rheem Zip Boiling Unit ZIP 34L O/SINK MAN BOIL 2.4KW | 1 | no | =GetRate("PLU",$A1,2) | 1 | =PRODUCT(C1*E1,F1) | =G1
B |  | Discount | =GetValue("Discount 12.5%",3) | % | =SubTotal(G1:G1) | 1 | =PRODUCT(C2*E2,F2) | =G2
B |  | Waste and Fixings | =GetValue("Waste 5%",3) | % | =SubTotal(G1:G2) | 1 | =PRODUCT(C3*E3,F3) | =G3
B | Deliver4 | General Delivery charge v low | 1 | trip | =GetRate("PLT",$A4,2) | 1 | =PRODUCT(C4*E4,F4) | =G4
B | Plumber | Plumber | 3 | hrs | =GetRate("LAB1",$A5,2) | 1 | =PRODUCT(C5*E5,F5) | =G5
B |  | Margin | =GetValue("Plumbers margin",3) | % | =SubTotal(G1:G5) | 1 | =PRODUCT(C6*E6,F6) | =G6
I | T27.41.201 | <b>Boiling Water Unit,</b> over sink, automatic | T27.41_PLU_Water Heaters
I | T27.41.205 | 3 litre, 1.8kW element | T27.41_PLU_Water Heaters | No
B | 710003NZTO | 3L Lazer Classic 710 Series HWC White | 1 | no | =GetRate("PLU",$A1,2) | 1 | =PRODUCT(C1*E1,F1) | =G1
B |  | Discount | =GetValue("Discount 12.5%",3) | % | =SubTotal(G1:G1) | 1 | =PRODUCT(C2*E2,F2) | =G2
B |  | Waste and Fixings | =GetValue("Waste 5%",3) | % | =SubTotal(G1:G2) | 1 | =PRODUCT(C3*E3,F3) | =G3
B | Deliver4 | General Delivery charge v low | 1 | trip | =GetRate("PLT",$A4,2) | 1 | =PRODUCT(C4*E4,F4) | =G4
B | Plumber | Plumber | 2 | hrs | =GetRate("LAB1",$A5,2) | 1 | =PRODUCT(C5*E5,F5) | =G5
B |  | Margin | =GetValue("Plumbers margin",3) | % | =SubTotal(G1:G5) | 1 | =PRODUCT(C6*E6,F6) | =G6
I | T27.41.209 | 5 litre, 2.4kW element | T27.41_PLU_Water Heaters | No
B | 710005NZTO | 5L Lazer Classic 710 Series HWC White | 1 | no | =GetRate("PLU",$A1,2) | 1 | =PRODUCT(C1*E1,F1) | =G1
B |  | Discount | =GetValue("Discount 12.5%",3) | % | =SubTotal(G1:G1) | 1 | =PRODUCT(C2*E2,F2) | =G2
B |  | Waste and Fixings | =GetValue("Waste 5%",3) | % | =SubTotal(G1:G2) | 1 | =PRODUCT(C3*E3,F3) | =G3
B | Deliver4 | General Delivery charge v low | 1 | trip | =GetRate("PLT",$A4,2) | 1 | =PRODUCT(C4*E4,F4) | =G4
B | Plumber | Plumber | 2 | hrs | =GetRate("LAB1",$A5,2) | 1 | =PRODUCT(C5*E5,F5) | =G5
B |  | Margin | =GetValue("Plumbers margin",3) | % | =SubTotal(G1:G5) | 1 | =PRODUCT(C6*E6,F6) | =G6
I | T27.41.213 | 7.5 litre, 2.4kW element | T27.41_PLU_Water Heaters | No
B | 710007NZT0 | 7.5L Lazer Classic 710 Series HWC White | 1 | no | =GetRate("PLU",$A1,2) | 1 | =PRODUCT(C1*E1,F1) | =G1
B |  | Discount | =GetValue("Discount 12.5%",3) | % | =SubTotal(G1:G1) | 1 | =PRODUCT(C2*E2,F2) | =G2
B |  | Waste and Fixings | =GetValue("Waste 5%",3) | % | =SubTotal(G1:G2) | 1 | =PRODUCT(C3*E3,F3) | =G3
B | Deliver4 | General Delivery charge v low | 1 | trip | =GetRate("PLT",$A4,2) | 1 | =PRODUCT(C4*E4,F4) | =G4
B | Plumber | Plumber | 2.5 | hrs | =GetRate("LAB1",$A5,2) | 1 | =PRODUCT(C5*E5,F5) | =G5
B |  | Margin | =GetValue("Plumbers margin",3) | % | =SubTotal(G1:G5) | 1 | =PRODUCT(C6*E6,F6) | =G6
I | T27.41.217 | 10 litre, 2.4kW element | T27.41_PLU_Water Heaters | No
B | 710010NZT0 | 10L Lazer Classic 710 Series HWC White | 1 | no | =GetRate("PLU",$A1,2) | 1 | =PRODUCT(C1*E1,F1) | =G1
B |  | Discount | =GetValue("Discount 12.5%",3) | % | =SubTotal(G1:G1) | 1 | =PRODUCT(C2*E2,F2) | =G2
B |  | Waste and Fixings | =GetValue("Waste 5%",3) | % | =SubTotal(G1:G2) | 1 | =PRODUCT(C3*E3,F3) | =G3
B | Deliver4 | General Delivery charge v low | 1 | trip | =GetRate("PLT",$A4,2) | 1 | =PRODUCT(C4*E4,F4) | =G4
B | Plumber | Plumber | 2.5 | hrs | =GetRate("LAB1",$A5,2) | 1 | =PRODUCT(C5*E5,F5) | =G5
B |  | Margin | =GetValue("Plumbers margin",3) | % | =SubTotal(G1:G5) | 1 | =PRODUCT(C6*E6,F6) | =G6
I | T27.41.221 | 15 litre, 2.4kW element | T27.41_PLU_Water Heaters | No
B | 710015NZT0 | 15L Lazer Classic 710 Series HWC White | 1 | no | =GetRate("PLU",$A1,2) | 1 | =PRODUCT(C1*E1,F1) | =G1
B |  | Discount | =GetValue("Discount 12.5%",3) | % | =SubTotal(G1:G1) | 1 | =PRODUCT(C2*E2,F2) | =G2
B |  | Waste and Fixings | =GetValue("Waste 5%",3) | % | =SubTotal(G1:G2) | 1 | =PRODUCT(C3*E3,F3) | =G3
B | Deliver4 | General Delivery charge v low | 1 | trip | =GetRate("PLT",$A4,2) | 1 | =PRODUCT(C4*E4,F4) | =G4
B | Plumber | Plumber | 2.5 | hrs | =GetRate("LAB1",$A5,2) | 1 | =PRODUCT(C5*E5,F5) | =G5
B |  | Margin | =GetValue("Plumbers margin",3) | % | =SubTotal(G1:G5) | 1 | =PRODUCT(C6*E6,F6) | =G6
I | T27.41.225 | 25 litre, 3.6kW element | T27.41_PLU_Water Heaters | No
B | 710025NZT0 | 25L Lazer Classic 710 Series HWC White | 1 | no | =GetRate("PLU",$A1,2) | 1 | =PRODUCT(C1*E1,F1) | =G1
B |  | Discount | =GetValue("Discount 12.5%",3) | % | =SubTotal(G1:G1) | 1 | =PRODUCT(C2*E2,F2) | =G2
B |  | Waste and Fixings | =GetValue("Waste 5%",3) | % | =SubTotal(G1:G2) | 1 | =PRODUCT(C3*E3,F3) | =G3
B | Deliver4 | General Delivery charge v low | 1 | trip | =GetRate("PLT",$A4,2) | 1 | =PRODUCT(C4*E4,F4) | =G4
B | Plumber | Plumber | 3 | hrs | =GetRate("LAB1",$A5,2) | 1 | =PRODUCT(C5*E5,F5) | =G5
B |  | Margin | =GetValue("Plumbers margin",3) | % | =SubTotal(G1:G5) | 1 | =PRODUCT(C6*E6,F6) | =G6
I | T27.41.229 | 40 litre, 4.6kW element | T27.41_PLU_Water Heaters | No
B | 710040NZT0 | 40L Lazer Classic 710 Series HWC White | 1 | no | =GetRate("PLU",$A1,2) | 1 | =PRODUCT(C1*E1,F1) | =G1
B |  | Discount | =GetValue("Discount 12.5%",3) | % | =SubTotal(G1:G1) | 1 | =PRODUCT(C2*E2,F2) | =G2
B |  | Waste and Fixings | =GetValue("Waste 5%",3) | % | =SubTotal(G1:G2) | 1 | =PRODUCT(C3*E3,F3) | =G3
B | Deliver4 | General Delivery charge v low | 1 | trip | =GetRate("PLT",$A4,2) | 1 | =PRODUCT(C4*E4,F4) | =G4
B | Plumber | Plumber | 3.5 | hrs | =GetRate("LAB1",$A5,2) | 1 | =PRODUCT(C5*E5,F5) | =G5
B |  | Margin | =GetValue("Plumbers margin",3) | % | =SubTotal(G1:G5) | 1 | =PRODUCT(C6*E6,F6) | =G6
I | T27.41.233 | <b>Parex Steaming Hot Water Tap</b> | T27.41_PLU_Water Heaters
I | T27.41.241 | GN1100, 2.5 litre, 100 cups/hour, single dispenser | T27.41_PLU_Water Heaters | No
B | ISEGN1100 | GN1100 Parex Steaming HW Tap 2.5 Litre 100 cups p/hr Single Dispenser Lever | 1 | no | =GetRate("PLU",$A1,2) | 1 | =PRODUCT(C1*E1,F1) | =G1
B |  | Discount | =GetValue("Discount 12.5%",3) | % | =SubTotal(G1:G1) | 1 | =PRODUCT(C2*E2,F2) | =G2
B |  | Waste and Fixings | =GetValue("Waste 5%",3) | % | =SubTotal(G1:G2) | 1 | =PRODUCT(C3*E3,F3) | =G3
B | Deliver4 | General Delivery charge v low | 1 | trip | =GetRate("PLT",$A4,2) | 1 | =PRODUCT(C4*E4,F4) | =G4
B | Plumber | Plumber | 3 | hrs | =GetRate("LAB1",$A5,2) | 1 | =PRODUCT(C5*E5,F5) | =G5
B |  | Margin | =GetValue("Plumbers margin",3) | % | =SubTotal(G1:G5) | 1 | =PRODUCT(C6*E6,F6) | =G6
I | T27.41.245 | HC1100, 2.5 litre, 100 cups/hour, dual dispenser | T27.41_PLU_Water Heaters | No
B | ISEHC1100 | HC1100 Parex Steaming HW Tap 2.5 Litre 100 Cups p/hr 2 lever dispenser | 1 | no | =GetRate("PLU",$A1,2) | 1 | =PRODUCT(C1*E1,F1) | =G1
B |  | Discount | =GetValue("Discount 12.5%",3) | % | =SubTotal(G1:G1) | 1 | =PRODUCT(C2*E2,F2) | =G2
B |  | Waste and Fixings | =GetValue("Waste 5%",3) | % | =SubTotal(G1:G2) | 1 | =PRODUCT(C3*E3,F3) | =G3
B | Deliver4 | General Delivery charge v low | 1 | trip | =GetRate("PLT",$A4,2) | 1 | =PRODUCT(C4*E4,F4) | =G4
B | Plumber | Plumber | 3 | hrs | =GetRate("LAB1",$A5,2) | 1 | =PRODUCT(C5*E5,F5) | =G5
B |  | Margin | =GetValue("Plumbers margin",3) | % | =SubTotal(G1:G5) | 1 | =PRODUCT(C6*E6,F6) | =G6
I | T27.41.249 | <b>Dairy Water Heater,</b> including teflon sight tube, temperature reading thermometer, fast recovery element, gravity or direct cold water feed, and with maximum thermostat setting of 98deg C | T27.41_PLU_Water Heaters
I | T27.41.253 | 250 litre, 3.6kW element | T27.41_PLU_Water Heaters | No
B | 1092501G | 109 250 1G Rheem Dairy Water Heater LP 250L 76Ox1225H DAIRY 3/6kW A GRADE | 1 | no | =GetRate("PLU",$A1,2) | 1 | =PRODUCT(C1*E1,F1) | =G1
B |  | Discount | =GetValue("Discount 12.5%",3) | % | =SubTotal(G1:G1) | 1 | =PRODUCT(C2*E2,F2) | =G2
B |  | Waste and Fixings | =GetValue("Waste 5%",3) | % | =SubTotal(G1:G2) | 1 | =PRODUCT(C3*E3,F3) | =G3
B | Deliver4 | General Delivery charge v low | 1 | trip | =GetRate("PLT",$A4,2) | 1 | =PRODUCT(C4*E4,F4) | =G4
B | Plumber | Plumber | 4 | hrs | =GetRate("LAB1",$A5,2) | 1 | =PRODUCT(C5*E5,F5) | =G5
B |  | Margin | =GetValue("Plumbers margin",3) | % | =SubTotal(G1:G5) | 1 | =PRODUCT(C6*E6,F6) | =G6
I | T27.41.257 | 350 litre, 3.6kW element | T27.41_PLU_Water Heaters | No
B | 1093501G | 109 350 1G Rheem Dairy Water Heater LP 350L 76Ox1510H DAlRY 3/6kW A GRADE | 1 | no | =GetRate("PLU",$A1,2) | 1 | =PRODUCT(C1*E1,F1) | =G1
B |  | Discount | =GetValue("Discount 12.5%",3) | % | =SubTotal(G1:G1) | 1 | =PRODUCT(C2*E2,F2) | =G2
B |  | Waste and Fixings | =GetValue("Waste 5%",3) | % | =SubTotal(G1:G2) | 1 | =PRODUCT(C3*E3,F3) | =G3
B | Deliver4 | General Delivery charge v low | 1 | trip | =GetRate("PLT",$A4,2) | 1 | =PRODUCT(C4*E4,F4) | =G4
B | Plumber | Plumber | 4 | hrs | =GetRate("LAB1",$A5,2) | 1 | =PRODUCT(C5*E5,F5) | =G5
B |  | Margin | =GetValue("Plumbers margin",3) | % | =SubTotal(G1:G5) | 1 | =PRODUCT(C6*E6,F6) | =G6
I | T27.41.261 | 450 litre, 3.6kW element | T27.41_PLU_Water Heaters | No
B | 1094501G | 109 450 1G Rheem Dairy Water Heater LP 450L 76Ox1800H DAIRY 3/6kW A GRADE | 1 | no | =GetRate("PLU",$A1,2) | 1 | =PRODUCT(C1*E1,F1) | =G1
B |  | Discount | =GetValue("Discount 12.5%",3) | % | =SubTotal(G1:G1) | 1 | =PRODUCT(C2*E2,F2) | =G2
B |  | Waste and Fixings | =GetValue("Waste 5%",3) | % | =SubTotal(G1:G2) | 1 | =PRODUCT(C3*E3,F3) | =G3
B | Deliver4 | General Delivery charge v low | 1 | trip | =GetRate("PLT",$A4,2) | 1 | =PRODUCT(C4*E4,F4) | =G4
B | Plumber | Plumber | 5 | hrs | =GetRate("LAB1",$A5,2) | 1 | =PRODUCT(C5*E5,F5) | =G5
B |  | Margin | =GetValue("Plumbers margin",3) | % | =SubTotal(G1:G5) | 1 | =PRODUCT(C6*E6,F6) | =G6
I | T28.00.001 | Gasfitting | T28.00_Gasfitting | Gasfitting
I | T28.01.001 | Water Heaters, Gas, Residential | T28.01_GAS_WaterHeater Res | WaterHeaters | Gas, Residential
I | T28.01.004 | <b>Rheem Mains Pressure Water Heater,</b> controls, ignition and relief valve | T28.01_GAS_WaterHeater Res
I | T28.01.007 | 135 litre interior unit | T28.01_GAS_WaterHeater Res | No
B | 441135NO | 135L Fast Interior-MP Gas HWC Natural Gas | 1 | no | =GetRate("PLU",$A1,2) | 1 | =PRODUCT(C1*E1,F1) | =G1
B |  | Discount | =GetValue("Discount 12.5%",3) | % | =SubTotal(G1:G1) | 1 | =PRODUCT(C2*E2,F2) | =G2
B |  | Waste | =GetValue("Waste 5%",3) | % | =SubTotal(G1:G2) | 1 | =PRODUCT(C3*E3,F3) | =G3
B | Deliver1 | General Delivery charge low | 1 | trip | =GetRate("PLT",$A4,2) | 1 | =PRODUCT(C4*E4,F4) | =G4
B |  | Discount | =GetValue("Discount 30%",3) | % | =SubTotal(G4:G4) | 1 | =PRODUCT(C5*E5,F5) | =G5
B | PEX016L5GAS | 16mm Straight Kembla Gas Pipe-Yellow(5metre) | 0.5 | m | =GetRate("PLU",$A6,2) | 0.2 | =PRODUCT(C6*E6,F6) | =G6
B | PWB016MT65GAS | Kembla Gas 16x1/2-65mm Wingback Elbow-Male " | 2 | No | =GetRate("PLU",$A7,2) | 1 | =PRODUCT(C7*E7,F7) | =G7
B |  | Discount | =GetValue("Discount PLU Copper",3) | % | =SubTotal(G1:G7) | 1 | =PRODUCT(C8*E8,F8) | =G8
B |  | Waste | =GetValue("Waste 15%",3) | % | =SubTotal(G1:G8) | 1 | =PRODUCT(C9*E9,F9) | =G9
B | Plumber | Plumber | 4 | hrs | =GetRate("LAB1",$A10,2) | 1 | =PRODUCT(C10*E10,F10) | =G10
B |  | Margin | =GetValue("Builders margin",3) | % | =SubTotal(G1:G10) | 1 | =PRODUCT(C11*E11,F11) | =G11
I | T28.01.010 | 170 litre interior unit | T28.01_GAS_WaterHeater Res | No
B | 441170LPG | 170L Fast Interior-MP Gas HWC LPG | 1 | no | =GetRate("PLU",$A1,2) | 1 | =PRODUCT(C1*E1,F1) | =G1
B |  | Discount | =GetValue("Discount 12.5%",3) | % | =SubTotal(G1:G1) | 1 | =PRODUCT(C2*E2,F2) | =G2
B |  | Waste | =GetValue("Waste 5%",3) | % | =SubTotal(G1:G2) | 1 | =PRODUCT(C3*E3,F3) | =G3
B | Deliver1 | General Delivery charge low | 1 | trip | =GetRate("PLT",$A4,2) | 1 | =PRODUCT(C4*E4,F4) | =G4
B |  | Discount | =GetValue("Discount 30%",3) | % | =SubTotal(G4:G4) | 1 | =PRODUCT(C5*E5,F5) | =G5
B | PEX016L5GAS | 16mm Straight Kembla Gas Pipe-Yellow(5metre) | 0.5 | m | =GetRate("PLU",$A6,2) | 0.2 | =PRODUCT(C6*E6,F6) | =G6
B | PWB016MT65GAS | Kembla Gas 16x1/2-65mm Wingback Elbow-Male " | 2 | No | =GetRate("PLU",$A7,2) | 1 | =PRODUCT(C7*E7,F7) | =G7
B |  | Discount | =GetValue("Discount PLU Copper",3) | % | =SubTotal(G6:G7) | 1 | =PRODUCT(C8*E8,F8) | =G8
B |  | Waste | =GetValue("Waste 15%",3) | % | =SubTotal(G6:G8) | 1 | =PRODUCT(C9*E9,F9) | =G9
B | Plumber | Plumber | 4 | hrs | =GetRate("LAB1",$A10,2) | 1 | =PRODUCT(C10*E10,F10) | =G10
B |  | Margin | =GetValue("Builders margin",3) | % | =SubTotal(G1:G10) | 1 | =PRODUCT(C11*E11,F11) | =G11
I | T28.01.013 | 260 litre interior unit | T28.01_GAS_WaterHeater Res | No
B | A62260 | MP Gas 260L 595x1660H Interior NG HWC (50Mj) | 1 | no | =GetRate("PLU",$A1,2) | 1 | =PRODUCT(C1*E1,F1) | =G1
B |  | Discount | =GetValue("Discount 12.5%",3) | % | =SubTotal(G1:G1) | 1 | =PRODUCT(C2*E2,F2) | =G2
B |  | Waste | =GetValue("Waste 5%",3) | % | =SubTotal(G1:G2) | 1 | =PRODUCT(C3*E3,F3) | =G3
B | Deliver1 | General Delivery charge low | 1 | trip | =GetRate("PLT",$A4,2) | 1 | =PRODUCT(C4*E4,F4) | =G4
B |  | Discount | =GetValue("Discount 30%",3) | % | =SubTotal(G4:G4) | 1 | =PRODUCT(C5*E5,F5) | =G5
B | PEX016L5GAS | 16mm Straight Kembla Gas Pipe-Yellow(5metre) | 0.5 | m | =GetRate("PLU",$A6,2) | 0.2 | =PRODUCT(C6*E6,F6) | =G6
B | PWB016MT65GAS | Kembla Gas 16x1/2-65mm Wingback Elbow-Male " | 2 | No | =GetRate("PLU",$A7,2) | 1 | =PRODUCT(C7*E7,F7) | =G7
B |  | Discount | =GetValue("Discount PLU Copper",3) | % | =SubTotal(G6:G7) | 1 | =PRODUCT(C8*E8,F8) | =G8
B |  | Waste | =GetValue("Waste 15%",3) | % | =SubTotal(G6:G8) | 1 | =PRODUCT(C9*E9,F9) | =G9
B | Plumber | Plumber | 5 | hrs | =GetRate("LAB1",$A10,2) | 1 | =PRODUCT(C10*E10,F10) | =G10
B |  | Margin | =GetValue("Builders margin",3) | % | =SubTotal(G1:G10) | 1 | =PRODUCT(C11*E11,F11) | =G11
I | T28.01.016 | 130 litre exterior unit | T28.01_GAS_WaterHeater Res | No
B | A850330 | 130L Stellar Exterior-MP NG Gas HWC | 1 | no | =GetRate("PLU",$A1,2) | 1 | =PRODUCT(C1*E1,F1) | =G1
B |  | Discount | =GetValue("Discount 12.5%",3) | % | =SubTotal(G1:G1) | 1 | =PRODUCT(C2*E2,F2) | =G2
B |  | Waste | =GetValue("Waste 5%",3) | % | =SubTotal(G1:G2) | 1 | =PRODUCT(C3*E3,F3) | =G3
B | Deliver1 | General Delivery charge low | 1 | trip | =GetRate("PLT",$A4,2) | 1 | =PRODUCT(C4*E4,F4) | =G4
B |  | Discount | =GetValue("Discount 30%",3) | % | =SubTotal(G4:G4) | 1 | =PRODUCT(C5*E5,F5) | =G5
B | PEX016L5GAS | 16mm Straight Kembla Gas Pipe-Yellow(5metre) | 0.5 | m | =GetRate("PLU",$A6,2) | 0.2 | =PRODUCT(C6*E6,F6) | =G6
B | PWB016MT65GAS | Kembla Gas 16x1/2-65mm Wingback Elbow-Male " | 2 | No | =GetRate("PLU",$A7,2) | 1 | =PRODUCT(C7*E7,F7) | =G7
B |  | Discount | =GetValue("Discount PLU Copper",3) | % | =SubTotal(G6:G7) | 1 | =PRODUCT(C8*E8,F8) | =G8
B |  | Waste | =GetValue("Waste 15%",3) | % | =SubTotal(G6:G8) | 1 | =PRODUCT(C9*E9,F9) | =G9
B | Plumber | Plumber | 4 | hrs | =GetRate("LAB1",$A10,2) | 1 | =PRODUCT(C10*E10,F10) | =G10
B |  | Margin | =GetValue("Builders margin",3) | % | =SubTotal(G1:G10) | 1 | =PRODUCT(C11*E11,F11) | =G11
I | T28.01.019 | 160 litre exterior unit | T28.01_GAS_WaterHeater Res | No
B | A850360 | 160L Stellar Exterior-MP NG Gas HWC | 1 | no | =GetRate("PLU",$A1,2) | 1 | =PRODUCT(C1*E1,F1) | =G1
B |  | Discount | =GetValue("Discount 12.5%",3) | % | =SubTotal(G1:G1) | 1 | =PRODUCT(C2*E2,F2) | =G2
B |  | Waste | =GetValue("Waste 5%",3) | % | =SubTotal(G1:G2) | 1 | =PRODUCT(C3*E3,F3) | =G3
B | Deliver1 | General Delivery charge low | 1 | trip | =GetRate("PLT",$A4,2) | 1 | =PRODUCT(C4*E4,F4) | =G4
B |  | Discount | =GetValue("Discount 30%",3) | % | =SubTotal(G4:G4) | 1 | =PRODUCT(C5*E5,F5) | =G5
B | PEX016L5GAS | 16mm Straight Kembla Gas Pipe-Yellow(5metre) | 0.5 | m | =GetRate("PLU",$A6,2) | 0.2 | =PRODUCT(C6*E6,F6) | =G6
B | PWB016MT65GAS | Kembla Gas 16x1/2-65mm Wingback Elbow-Male " | 2 | No | =GetRate("PLU",$A7,2) | 1 | =PRODUCT(C7*E7,F7) | =G7
B |  | Discount | =GetValue("Discount PLU Copper",3) | % | =SubTotal(G6:G7) | 1 | =PRODUCT(C8*E8,F8) | =G8
B |  | Waste | =GetValue("Waste 15%",3) | % | =SubTotal(G6:G8) | 1 | =PRODUCT(C9*E9,F9) | =G9
B | Plumber | Plumber | 4 | hrs | =GetRate("LAB1",$A10,2) | 1 | =PRODUCT(C10*E10,F10) | =G10
B |  | Margin | =GetValue("Builders margin",3) | % | =SubTotal(G1:G10) | 1 | =PRODUCT(C11*E11,F11) | =G11
I | T28.01.022 | 260 litre exterior unit | T28.01_GAS_WaterHeater Res | No
B | A63260 | 260L 50Mj MP-Exterior Commercial MP Gas HWC | 1 | no | =GetRate("PLU",$A1,2) | 1 | =PRODUCT(C1*E1,F1) | =G1
B |  | Discount | =GetValue("Discount 12.5%",3) | % | =SubTotal(G1:G1) | 1 | =PRODUCT(C2*E2,F2) | =G2
B |  | Waste | =GetValue("Waste 5%",3) | % | =SubTotal(G1:G2) | 1 | =PRODUCT(C3*E3,F3) | =G3
B | Deliver1 | General Delivery charge low | 1 | trip | =GetRate("PLT",$A4,2) | 1 | =PRODUCT(C4*E4,F4) | =G4
B |  | Discount | =GetValue("Discount 30%",3) | % | =SubTotal(G4:G4) | 1 | =PRODUCT(C5*E5,F5) | =G5
B | PEX016L5GAS | 16mm Straight Kembla Gas Pipe-Yellow(5metre) | 0.5 | m | =GetRate("PLU",$A6,2) | 0.2 | =PRODUCT(C6*E6,F6) | =G6
B | PWB016MT65GAS | Kembla Gas 16x1/2-65mm Wingback Elbow-Male " | 2 | No | =GetRate("PLU",$A7,2) | 1 | =PRODUCT(C7*E7,F7) | =G7
B |  | Discount | =GetValue("Discount PLU Copper",3) | % | =SubTotal(G6:G7) | 1 | =PRODUCT(C8*E8,F8) | =G8
B |  | Waste | =GetValue("Waste 15%",3) | % | =SubTotal(G6:G8) | 1 | =PRODUCT(C9*E9,F9) | =G9
B | Plumber | Plumber | 5 | hrs | =GetRate("LAB1",$A10,2) | 1 | =PRODUCT(C10*E10,F10) | =G10
B |  | Margin | =GetValue("Builders margin",3) | % | =SubTotal(G1:G10) | 1 | =PRODUCT(C11*E11,F11) | =G11
I | T28.01.025 | <b>Rheem Stellar Mains Pressure Water Heater,</b> controls, ignition and relief valve | T28.01_GAS_WaterHeater Res
I | T28.01.028 | 130 litre, fast recovery | T28.01_GAS_WaterHeater Res | No
B | A850330 | 130L Stellar Exterior-MP NG Gas HWC | 1 | no | =GetRate("PLU",$A1,2) | 1 | =PRODUCT(C1*E1,F1) | =G1
B |  | Discount | =GetValue("Discount 12.5%",3) | % | =SubTotal(G1:G1) | 1 | =PRODUCT(C2*E2,F2) | =G2
B |  | Waste | =GetValue("Waste 5%",3) | % | =SubTotal(G1:G2) | 1 | =PRODUCT(C3*E3,F3) | =G3
B | Deliver1 | General Delivery charge low | 1 | trip | =GetRate("PLT",$A4,2) | 1 | =PRODUCT(C4*E4,F4) | =G4
B |  | Discount | =GetValue("Discount 30%",3) | % | =SubTotal(G4:G4) | 1 | =PRODUCT(C5*E5,F5) | =G5
B | PEX016L5GAS | 16mm Straight Kembla Gas Pipe-Yellow(5metre) | 0.5 | m | =GetRate("PLU",$A6,2) | 0.2 | =PRODUCT(C6*E6,F6) | =G6
B | PWB016MT65GAS | Kembla Gas 16x1/2-65mm Wingback Elbow-Male " | 2 | No | =GetRate("PLU",$A7,2) | 1 | =PRODUCT(C7*E7,F7) | =G7
B |  | Discount | =GetValue("Discount PLU Copper",3) | % | =SubTotal(G6:G7) | 1 | =PRODUCT(C8*E8,F8) | =G8
B |  | Waste | =GetValue("Waste 15%",3) | % | =SubTotal(G6:G8) | 1 | =PRODUCT(C9*E9,F9) | =G9
B | Plumber | Plumber | 4 | hrs | =GetRate("LAB1",$A10,2) | 1 | =PRODUCT(C10*E10,F10) | =G10
B |  | Margin | =GetValue("Builders margin",3) | % | =SubTotal(G1:G10) | 1 | =PRODUCT(C11*E11,F11) | =G11
I | T28.01.031 | 160 litre, fast recovery | T28.01_GAS_WaterHeater Res | No
B | A850360 | 160L Stellar Exterior-MP NG Gas HWC | 1 | no | =GetRate("PLU",$A1,2) | 1 | =PRODUCT(C1*E1,F1) | =G1
B |  | Discount | =GetValue("Discount 12.5%",3) | % | =SubTotal(G1:G1) | 1 | =PRODUCT(C2*E2,F2) | =G2
B |  | Waste | =GetValue("Waste 5%",3) | % | =SubTotal(G1:G2) | 1 | =PRODUCT(C3*E3,F3) | =G3
B | Deliver1 | General Delivery charge low | 1 | trip | =GetRate("PLT",$A4,2) | 1 | =PRODUCT(C4*E4,F4) | =G4
B |  | Discount | =GetValue("Discount 30%",3) | % | =SubTotal(G4:G4) | 1 | =PRODUCT(C5*E5,F5) | =G5
B | PEX016L5GAS | 16mm Straight Kembla Gas Pipe-Yellow(5metre) | 0.5 | m | =GetRate("PLU",$A6,2) | 0.2 | =PRODUCT(C6*E6,F6) | =G6
B | PWB016MT65GAS | Kembla Gas 16x1/2-65mm Wingback Elbow-Male " | 2 | No | =GetRate("PLU",$A7,2) | 1 | =PRODUCT(C7*E7,F7) | =G7
B |  | Discount | =GetValue("Discount PLU Copper",3) | % | =SubTotal(G6:G7) | 1 | =PRODUCT(C8*E8,F8) | =G8
B |  | Waste | =GetValue("Waste 15%",3) | % | =SubTotal(G6:G8) | 1 | =PRODUCT(C9*E9,F9) | =G9
B | Plumber | Plumber | 4 | hrs | =GetRate("LAB1",$A10,2) | 1 | =PRODUCT(C10*E10,F10) | =G10
B |  | Margin | =GetValue("Builders margin",3) | % | =SubTotal(G1:G10) | 1 | =PRODUCT(C11*E11,F11) | =G11
I | T28.01.034 | <b>Continuous Flow Water Heater,</b> controls and ignition | T28.01_GAS_WaterHeater Res
I | T28.01.037 | 16 litre/minute exterior unit | T28.01_GAS_WaterHeater Res | No
B | 874016LFZ | NEW Integrity 16 Ext. Frost LPG (No Cont) | 1 | no | =GetRate("PLU",$A1,2) | 1 | =PRODUCT(C1*E1,F1) | =G1
B |  | Discount | =GetValue("Discount 12.5%",3) | % | =SubTotal(G1:G1) | 1 | =PRODUCT(C2*E2,F2) | =G2
B |  | Waste | =GetValue("Waste 5%",3) | % | =SubTotal(G1:G2) | 1 | =PRODUCT(C3*E3,F3) | =G3
B | Deliver1 | General Delivery charge low | 1 | trip | =GetRate("PLT",$A4,2) | 1 | =PRODUCT(C4*E4,F4) | =G4
B | PEX016L5GAS | 16mm Straight Kembla Gas Pipe-Yellow(5metre) | 0.5 | m | =GetRate("PLU",$A5,2) | 0.2 | =PRODUCT(C5*E5,F5) | =G5
B | PWB016MT65GAS | Kembla Gas 16x1/2-65mm Wingback Elbow-Male " | 2 | No | =GetRate("PLU",$A6,2) | 1 | =PRODUCT(C6*E6,F6) | =G6
B |  | Discount | =GetValue("Discount 30%",3) | % | =SubTotal(G5:G6) | 1 | =PRODUCT(C7*E7,F7) | =G7
B |  | Waste | =GetValue("Waste 15%",3) | % | =SubTotal(G5:G7) | 1 | =PRODUCT(C8*E8,F8) | =G8
B | Plumber | Plumber | 3 | hrs | =GetRate("LAB1",$A9,2) | 1 | =PRODUCT(C9*E9,F9) | =G9
B |  | Margin | =GetValue("Builders margin",3) | % | =SubTotal(G1:G9) | 1 | =PRODUCT(C10*E10,F10) | =G10
I | T28.01.040 | 20 litre/minute exterior unit | T28.01_GAS_WaterHeater Res | No
B | 874020NFZ | NEW Integrity 20 Ext. Frost NG (No Cont) | 1 | no | =GetRate("PLU",$A1,2) | 1 | =PRODUCT(C1*E1,F1) | =G1
B |  | Discount | =GetValue("Discount 12.5%",3) | % | =SubTotal(G1:G1) | 1 | =PRODUCT(C2*E2,F2) | =G2
B |  | Waste | =GetValue("Waste 5%",3) | % | =SubTotal(G1:G2) | 1 | =PRODUCT(C3*E3,F3) | =G3
B | Deliver1 | General Delivery charge low | 1 | trip | =GetRate("PLT",$A4,2) | 1 | =PRODUCT(C4*E4,F4) | =G4
B | PEX016L5GAS | 16mm Straight Kembla Gas Pipe-Yellow(5metre) | 0.5 | m | =GetRate("PLU",$A5,2) | 0.2 | =PRODUCT(C5*E5,F5) | =G5
B | PWB016MT65GAS | Kembla Gas 16x1/2-65mm Wingback Elbow-Male " | 3 | No | =GetRate("PLU",$A6,2) | 1 | =PRODUCT(C6*E6,F6) | =G6
B |  | Discount | =GetValue("Discount 30%",3) | % | =SubTotal(G5:G6) | 1 | =PRODUCT(C7*E7,F7) | =G7
B |  | Waste | =GetValue("Waste 15%",3) | % | =SubTotal(G5:G7) | 1 | =PRODUCT(C8*E8,F8) | =G8
B | Plumber | Plumber | 2 | hrs | =GetRate("LAB1",$A9,2) | 1 | =PRODUCT(C9*E9,F9) | =G9
B |  | Margin | =GetValue("Builders margin",3) | % | =SubTotal(G1:G9) | 1 | =PRODUCT(C10*E10,F10) | =G10
I | T28.01.046 | 27 litre/minute exterior unit | T28.01_GAS_WaterHeater Res | No
B | 874027LFZ/AW | Integrity 27 External CF Frost LPG Tin Plated | 1 | no | =GetRate("PLU",$A1,2) | 1 | =PRODUCT(C1*E1,F1) | =G1
B |  | Discount | =GetValue("Discount 12.5%",3) | % | =SubTotal(G1:G1) | 1 | =PRODUCT(C2*E2,F2) | =G2
B |  | Waste | =GetValue("Waste 5%",3) | % | =SubTotal(G1:G2) | 1 | =PRODUCT(C3*E3,F3) | =G3
B | Deliver1 | General Delivery charge low | 1 | trip | =GetRate("PLT",$A4,2) | 1 | =PRODUCT(C4*E4,F4) | =G4
B | PEX016L5GAS | 16mm Straight Kembla Gas Pipe-Yellow(5metre) | 0.5 | m | =GetRate("PLU",$A5,2) | 0.2 | =PRODUCT(C5*E5,F5) | =G5
B | PWB016MT65GAS | Kembla Gas 16x1/2-65mm Wingback Elbow-Male " | 2 | No | =GetRate("PLU",$A6,2) | 1 | =PRODUCT(C6*E6,F6) | =G6
B |  | Discount | =GetValue("Discount 30%",3) | % | =SubTotal(G5:G6) | 1 | =PRODUCT(C7*E7,F7) | =G7
B |  | Waste | =GetValue("Waste 15%",3) | % | =SubTotal(G5:G7) | 1 | =PRODUCT(C8*E8,F8) | =G8
B | Plumber | Plumber | 3 | hrs | =GetRate("LAB1",$A9,2) | 1 | =PRODUCT(C9*E9,F9) | =G9
B |  | Margin | =GetValue("Builders margin",3) | % | =SubTotal(G1:G9) | 1 | =PRODUCT(C10*E10,F10) | =G10
I | T28.01.049 | <b>Add</b> for | T28.01_GAS_WaterHeater Res
I | T28.01.052 | Recess unit for installation in wall cavity | T28.01_GAS_WaterHeater Res | No
B | 316381 | Pipe Cover Assembly Painted - 24 & 26 ltr | 1 | no | =GetRate("PLU",$A1,2) | 1 | =PRODUCT(C1*E1,F1) | =G1
B |  | Discount | =GetValue("Discount 12.5%",3) | % | =SubTotal(G1:G1) | 1 | =PRODUCT(C2*E2,F2) | =G2
B |  | Waste | =GetValue("Waste 5%",3) | % | =SubTotal(G1:G2) | 1 | =PRODUCT(C3*E3,F3) | =G3
B | Plumber | Plumber | 0.25 | hrs | =GetRate("LAB1",$A4,2) | 1 | =PRODUCT(C4*E4,F4) | =G4
B |  | Margin | =GetValue("Builders margin",3) | % | =SubTotal(G1:G4) | 1 | =PRODUCT(C5*E5,F5) | =G5
I | T28.01.055 | Pipe cover assembly | T28.01_GAS_WaterHeater Res | No
B | 317612 | Rheem Pipe Assembly Painted - 16 & 20 ltr | 1 | no | =GetRate("PLU",$A1,2) | 1 | =PRODUCT(C1*E1,F1) | =G1
B |  | Discount | =GetValue("Discount 12.5%",3) | % | =SubTotal(G1:G1) | 1 | =PRODUCT(C2*E2,F2) | =G2
B |  | Waste | =GetValue("Waste 5%",3) | % | =SubTotal(G1:G2) | 1 | =PRODUCT(C3*E3,F3) | =G3
B | Plumber | Plumber | 0.25 | hrs | =GetRate("LAB1",$A4,2) | 1 | =PRODUCT(C4*E4,F4) | =G4
B |  | Margin | =GetValue("Builders margin",3) | % | =SubTotal(G1:G4) | 1 | =PRODUCT(C5*E5,F5) | =G5
I | T28.01.058 | Controller and cable | T28.01_GAS_WaterHeater Res | No
B | A299850 | Integrity Kitchen Control Plus Cable (20m) | 1 | no | =GetRate("PLU",$A1,2) | 1 | =PRODUCT(C1*E1,F1) | =G1
B |  | Discount | =GetValue("Discount 12.5%",3) | % | =SubTotal(G1:G1) | 1 | =PRODUCT(C2*E2,F2) | =G2
B |  | Waste | =GetValue("Waste 5%",3) | % | =SubTotal(G1:G2) | 1 | =PRODUCT(C3*E3,F3) | =G3
B | Plumber | Plumber | 0.25 | hrs | =GetRate("LAB1",$A4,2) | 1 | =PRODUCT(C4*E4,F4) | =G4
B |  | Margin | =GetValue("Builders margin",3) | % | =SubTotal(G1:G4) | 1 | =PRODUCT(C5*E5,F5) | =G5
I | T28.01.061 | Controller and cable, deluxe model | T28.01_GAS_WaterHeater Res | No
B | A299861 | Rheem Deluxe Kitchen Controller & 20m Cable | 1 | no | =GetRate("PLU",$A1,2) | 1 | =PRODUCT(C1*E1,F1) | =G1
B |  | Discount | =GetValue("Discount 12.5%",3) | % | =SubTotal(G1:G1) | 1 | =PRODUCT(C2*E2,F2) | =G2
B |  | Waste | =GetValue("Waste 5%",3) | % | =SubTotal(G1:G2) | 1 | =PRODUCT(C3*E3,F3) | =G3
B | Plumber | Plumber | 0.25 | hrs | =GetRate("LAB1",$A4,2) | 1 | =PRODUCT(C4*E4,F4) | =G4
B |  | Margin | =GetValue("Builders margin",3) | % | =SubTotal(G1:G4) | 1 | =PRODUCT(C5*E5,F5) | =G5
I | T28.02.001 | Water Heaters, Gas, Commercial | T28.02_GAS_WaterHeater Comm
I | T28.02.004 | <b>Rheem Heavy Duty Water Heater,</b> including controls and ignition | T28.02_GAS_WaterHeater Comm
I | T28.02.007 | 260 litre interior unit, 50MJ | T28.02_GAS_WaterHeater Comm | No
B | A62260 | M/P Gas 260L 595x1660H Interior NG HWC 50Mj | 1 | no | =GetRate("PLU",$A1,2) | 1 | =PRODUCT(C1*E1,F1) | =G1
B |  | Discount | =GetValue("Discount 12.5%",3) | % | =SubTotal(G1:G1) | 1 | =PRODUCT(C2*E2,F2) | =G2
B |  | Waste | =GetValue("Waste 5%",3) | % | =SubTotal(G1:G2) | 1 | =PRODUCT(C3*E3,F3) | =G3
B | Deliver1 | General Delivery charge low | 1 | trip | =GetRate("PLT",$A4,2) | 1 | =PRODUCT(C4*E4,F4) | =G4
B |  | Discount | =GetValue("Discount 30%",3) | % | =SubTotal(G4:G4) | 1 | =PRODUCT(C5*E5,F5) | =G5
B | PEX020L5GAS | 20mm Straight Kembla Gas Pipe-Yellow(5metres) | 0.5 | m | =GetRate("PLU",$A6,2) | 0.2 | =PRODUCT(C6*E6,F6) | =G6
B | PWB020FT15GAS | Kembla Gas 20x1/2 W/Back Elbow-Female " | 2 | No | =GetRate("PLU",$A7,2) | 1 | =PRODUCT(C7*E7,F7) | =G7
B | PEX032C25GAS | 32mm Kembla Pex Gas Pipe Yellow(25metres) | 0.5 | m | =GetRate("PLU",$A8,2) | 0.2 | =PRODUCT(C8*E8,F8) | =G8
B | PWB020FT15GAS | Kembla Gas 20x1/2 W/Back Elbow-Female " | 1 | No | =GetRate("PLU",$A9,2) | 1 | =PRODUCT(C9*E9,F9) | =G9
B |  | Discount | =GetValue("Discount 30%",3) | % | =SubTotal(G7:G9) | 1 | =PRODUCT(C10*E10,F10) | =G10
B |  | Waste | =GetValue("Waste 15%",3) | % | =SubTotal(G7:G10) | 1 | =PRODUCT(C11*E11,F11) | =G11
B | Plumber | Plumber | 4 | hrs | =GetRate("LAB1",$A12,2) | 1 | =PRODUCT(C12*E12,F12) | =G12
B |  | Margin | =GetValue("Builders margin",3) | % | =SubTotal(G1:G12) | 1 | =PRODUCT(C13*E13,F13) | =G13
I | T28.02.013 | 260 litre exterior unit, 50MJ | T28.02_GAS_WaterHeater Comm | No
B | A63260 | 260L 50Mj M/P Exterior Commercial MP Gas HWC | 1 | no | =GetRate("PLU",$A1,2) | 1 | =PRODUCT(C1*E1,F1) | =G1
B |  | Discount | =GetValue("Discount 12.5%",3) | % | =SubTotal(G1:G1) | 1 | =PRODUCT(C2*E2,F2) | =G2
B |  | Waste | =GetValue("Waste 5%",3) | % | =SubTotal(G1:G2) | 1 | =PRODUCT(C3*E3,F3) | =G3
B | Deliver1 | General Delivery charge low | 1 | trip | =GetRate("PLT",$A4,2) | 1 | =PRODUCT(C4*E4,F4) | =G4
B |  | Discount | =GetValue("Discount 30%",3) | % | =SubTotal(G4:G4) | 1 | =PRODUCT(C5*E5,F5) | =G5
B | PEX020L5GAS | 20mm Straight Kembla Gas Pipe-Yellow(5metres) | 0.5 | m | =GetRate("PLU",$A6,2) | 0.2 | =PRODUCT(C6*E6,F6) | =G6
B | PWB020FT15GAS | Kembla Gas 20x1/2 W/Back Elbow-Female " | 2 | No | =GetRate("PLU",$A7,2) | 1 | =PRODUCT(C7*E7,F7) | =G7
B | PEX032C25GAS | 32mm Kembla Pex Gas Pipe Yellow(25metres) | 0.5 | m | =GetRate("PLU",$A8,2) | 0.2 | =PRODUCT(C8*E8,F8) | =G8
B | PWB020FT15GAS | Kembla Gas 20x1/2 W/Back Elbow-Female " | 1 | No | =GetRate("PLU",$A9,2) | 1 | =PRODUCT(C9*E9,F9) | =G9
B |  | Discount | =GetValue("Discount 30%",3) | % | =SubTotal(G7:G9) | 1 | =PRODUCT(C10*E10,F10) | =G10
B |  | Waste | =GetValue("Waste 15%",3) | % | =SubTotal(G7:G10) | 1 | =PRODUCT(C11*E11,F11) | =G11
B | Plumber | Plumber | 4 | hrs | =GetRate("LAB1",$A12,2) | 1 | =PRODUCT(C12*E12,F12) | =G12
B |  | Margin | =GetValue("Builders margin",3) | % | =SubTotal(G1:G12) | 1 | =PRODUCT(C13*E13,F13) | =G13
I | T28.02.016 | 275 litre exterior unit, 200MJ | T28.02_GAS_WaterHeater Comm | No
B | A631275 | 275L 200Mj MP-Exterior Commercial MP Gas HWC | 1 | no | =GetRate("PLU",$A1,2) | 1 | =PRODUCT(C1*E1,F1) | =G1
B |  | Discount | =GetValue("Discount 12.5%",3) | % | =SubTotal(G1:G1) | 1 | =PRODUCT(C2*E2,F2) | =G2
B |  | Waste | =GetValue("Waste 5%",3) | % | =SubTotal(G1:G2) | 1 | =PRODUCT(C3*E3,F3) | =G3
B | Deliver1 | General Delivery charge low | 1 | trip | =GetRate("PLT",$A4,2) | 1 | =PRODUCT(C4*E4,F4) | =G4
B |  | Discount | =GetValue("Discount 30%",3) | % | =SubTotal(G4:G4) | 1 | =PRODUCT(C5*E5,F5) | =G5
B | PEX020L5GAS | 20mm Straight Kembla Gas Pipe-Yellow(5metres) | 0.5 | m | =GetRate("PLU",$A6,2) | 0.2 | =PRODUCT(C6*E6,F6) | =G6
B | PWB020FT15GAS | Kembla Gas 20x1/2 W/Back Elbow-Female " | 2 | No | =GetRate("PLU",$A7,2) | 1 | =PRODUCT(C7*E7,F7) | =G7
B | PEX032C25GAS | 32mm Kembla Pex Gas Pipe Yellow(25metres) | 0.5 | m | =GetRate("PLU",$A8,2) | 0.2 | =PRODUCT(C8*E8,F8) | =G8
B | PWB020FT15GAS | Kembla Gas 20x1/2 W/Back Elbow-Female " | 1 | No | =GetRate("PLU",$A9,2) | 1 | =PRODUCT(C9*E9,F9) | =G9
B |  | Discount | =GetValue("Discount 30%",3) | % | =SubTotal(G7:G9) | 1 | =PRODUCT(C10*E10,F10) | =G10
B |  | Waste | =GetValue("Waste 15%",3) | % | =SubTotal(G7:G10) | 1 | =PRODUCT(C11*E11,F11) | =G11
B | Plumber | Plumber | 4 | hrs | =GetRate("LAB1",$A12,2) | 1 | =PRODUCT(C12*E12,F12) | =G12
B |  | Margin | =GetValue("Builders margin",3) | % | =SubTotal(G1:G12) | 1 | =PRODUCT(C13*E13,F13) | =G13
I | T28.02.019 | Does not include manifold pipework where installed in multiples | T28.02_GAS_WaterHeater Comm
I | T28.03.001 | Space Heaters | T28.03_GAS_SpaceHeater
I | T28.04.004 | <b>Bayonet Outlet</b> | T28.04_GAS_Fittings
I | T28.04.007 | 15mm floor socket | T28.04_GAS_Fittings | No
B | GFS | 15mm Female Gas Bayonet Wall/Floor Socket Chrome | 1 | no | =GetRate("PLU",$A1,2) | 1 | =PRODUCT(C1*E1,F1) | =G1
B |  | Discount | =GetValue("Discount 15%",3) | % | =SubTotal(G1:G1) | 1 | =PRODUCT(C2*E2,F2) | =G2
B |  | Waste | =GetValue("Waste 7.5%",3) | % | =SubTotal(G1:G2) | 1 | =PRODUCT(C3*E3,F3) | =G3
B | Plumber | Plumber | 0.5 | hrs | =GetRate("LAB1",$A4,2) | 1 | =PRODUCT(C4*E4,F4) | =G4
B |  | Margin | =GetValue("Builders margin",3) | % | =SubTotal(G1:G4) | 1 | =PRODUCT(C5*E5,F5) | =G5
I | T28.04.010 | 15mm wall socket | T28.04_GAS_Fittings | No
B | GBWSM | Gas Bayonet Wall Socket M S/Steel Face 15mm CP | 1 | no | =GetRate("PLU",$A1,2) | 1 | =PRODUCT(C1*E1,F1) | =G1
B |  | Discount | =GetValue("Discount 15%",3) | % | =SubTotal(G1:G1) | 1 | =PRODUCT(C2*E2,F2) | =G2
B |  | Waste | =GetValue("Waste 7.5%",3) | % | =SubTotal(G1:G2) | 1 | =PRODUCT(C3*E3,F3) | =G3
B | Plumber | Plumber | 0.5 | hrs | =GetRate("LAB1",$A4,2) | 1 | =PRODUCT(C4*E4,F4) | =G4
B |  | Margin | =GetValue("Builders margin",3) | % | =SubTotal(G1:G4) | 1 | =PRODUCT(C5*E5,F5) | =G5
I | T28.04.013 | <b>Ball valve,</b> lever handle | T28.04_GAS_Fittings
I | T28.04.016 | 15mm dia | T28.04_GAS_Fittings | No
B | MCD-LBVGLLFF15 | 15mm GAS LL/FF Ball Valve | 1 | no | =GetRate("PLU",$A1,2) | 1 | =PRODUCT(C1*E1,F1) | =G1
B |  | Discount | =GetValue("Discount 15%",3) | % | =SubTotal(G1:G1) | 1 | =PRODUCT(C2*E2,F2) | =G2
B |  | Waste | =GetValue("Waste 7.5%",3) | % | =SubTotal(G1:G2) | 1 | =PRODUCT(C3*E3,F3) | =G3
B | Plumber | Plumber | 0.5 | hrs | =GetRate("LAB1",$A4,2) | 1 | =PRODUCT(C4*E4,F4) | =G4
B |  | Margin | =GetValue("Builders margin",3) | % | =SubTotal(G1:G4) | 1 | =PRODUCT(C5*E5,F5) | =G5
I | T28.04.019 | 20mm dia | T28.04_GAS_Fittings | No
B | MCD-LBVGLLFF20 | 20mm GAS LL/FF Ball Valve | 1 | no | =GetRate("PLU",$A1,2) | 1 | =PRODUCT(C1*E1,F1) | =G1
B |  | Discount | =GetValue("Discount 15%",3) | % | =SubTotal(G1:G1) | 1 | =PRODUCT(C2*E2,F2) | =G2
B |  | Waste | =GetValue("Waste 7.5%",3) | % | =SubTotal(G1:G2) | 1 | =PRODUCT(C3*E3,F3) | =G3
B | Plumber | Plumber | 0.5 | hrs | =GetRate("LAB1",$A4,2) | 1 | =PRODUCT(C4*E4,F4) | =G4
B |  | Margin | =GetValue("Builders margin",3) | % | =SubTotal(G1:G4) | 1 | =PRODUCT(C5*E5,F5) | =G5
I | T28.04.022 | 25mm dia | T28.04_GAS_Fittings | No
B | MCD-LBVGLLFF25 | 25mm GAS LL/FF Ball Valve | 1 | no | =GetRate("PLU",$A1,2) | 1 | =PRODUCT(C1*E1,F1) | =G1
B |  | Discount | =GetValue("Discount 15%",3) | % | =SubTotal(G1:G1) | 1 | =PRODUCT(C2*E2,F2) | =G2
B |  | Waste | =GetValue("Waste 7.5%",3) | % | =SubTotal(G1:G2) | 1 | =PRODUCT(C3*E3,F3) | =G3
B | Plumber | Plumber | 0.5 | hrs | =GetRate("LAB1",$A4,2) | 1 | =PRODUCT(C4*E4,F4) | =G4
B |  | Margin | =GetValue("Builders margin",3) | % | =SubTotal(G1:G4) | 1 | =PRODUCT(C5*E5,F5) | =G5
I | T28.04.025 | 32mm dia | T28.04_GAS_Fittings | No
B | MCD-LBVGLLFF32 | 32mm GAS LL/FF Ball Valve | 1 | no | =GetRate("PLU",$A1,2) | 1 | =PRODUCT(C1*E1,F1) | =G1
B |  | Discount | =GetValue("Discount 15%",3) | % | =SubTotal(G1:G1) | 1 | =PRODUCT(C2*E2,F2) | =G2
B |  | Waste | =GetValue("Waste 7.5%",3) | % | =SubTotal(G1:G2) | 1 | =PRODUCT(C3*E3,F3) | =G3
B | Plumber | Plumber | 0.75 | hrs | =GetRate("LAB1",$A4,2) | 1 | =PRODUCT(C4*E4,F4) | =G4
B |  | Margin | =GetValue("Builders margin",3) | % | =SubTotal(G1:G4) | 1 | =PRODUCT(C5*E5,F5) | =G5
I | T28.04.028 | 40mm dia | T28.04_GAS_Fittings | No
B | MCD-LBVGLLFF40 | 40mm GAS LL/FF Ball Valve | 1 | no | =GetRate("PLU",$A1,2) | 1 | =PRODUCT(C1*E1,F1) | =G1
B |  | Discount | =GetValue("Discount 15%",3) | % | =SubTotal(G1:G1) | 1 | =PRODUCT(C2*E2,F2) | =G2
B |  | Waste | =GetValue("Waste 7.5%",3) | % | =SubTotal(G1:G2) | 1 | =PRODUCT(C3*E3,F3) | =G3
B | Plumber | Plumber | 0.75 | hrs | =GetRate("LAB1",$A4,2) | 1 | =PRODUCT(C4*E4,F4) | =G4
B |  | Margin | =GetValue("Builders margin",3) | % | =SubTotal(G1:G4) | 1 | =PRODUCT(C5*E5,F5) | =G5
I | T28.04.031 | 50mm dia | T28.04_GAS_Fittings | No
B | MCD-LBVGLLFF50 | 50mm GAS LL/FF Ball Valve | 1 | no | =GetRate("PLU",$A1,2) | 1 | =PRODUCT(C1*E1,F1) | =G1
B |  | Discount | =GetValue("Discount 15%",3) | % | =SubTotal(G1:G1) | 1 | =PRODUCT(C2*E2,F2) | =G2
B |  | Waste | =GetValue("Waste 7.5%",3) | % | =SubTotal(G1:G2) | 1 | =PRODUCT(C3*E3,F3) | =G3
B | Plumber | Plumber | 0.75 | hrs | =GetRate("LAB1",$A4,2) | 1 | =PRODUCT(C4*E4,F4) | =G4
B |  | Margin | =GetValue("Builders margin",3) | % | =SubTotal(G1:G4) | 1 | =PRODUCT(C5*E5,F5) | =G5
I | T28.04.043 | <b>Add</b> for locking handle | T28.04_GAS_Fittings
I | T28.04.046 | 15mm dia | T28.04_GAS_Fittings | No
B | MCD-LBVGLLFF15L | 15mm GAS LL/FF Ball Valve Lockable | 1 | no | =GetRate("PLU",$A1,2) | 1 | =PRODUCT(C1*E1,F1) | =G1
B |  | Discount | =GetValue("Discount 15%",3) | % | =SubTotal(G1:G1) | 1 | =PRODUCT(C2*E2,F2) | =G2
B |  | Waste | =GetValue("Waste 7.5%",3) | % | =SubTotal(G1:G2) | 1 | =PRODUCT(C3*E3,F3) | =G3
B | MCD-LBVGLLFF15 | 15mm GAS LL/FF Ball Valve | -1 | no | =GetRate("PLU",$A4,2) | 1 | =PRODUCT(C4*E4,F4) | =G4
B |  | Discount | =GetValue("Discount 15%",3) | % | =SubTotal(G4:G4) | 1 | =PRODUCT(C5*E5,F5) | =G5
B |  | Waste | =GetValue("Waste 7.5%",3) | % | =SubTotal(G4:G5) | 1 | =PRODUCT(C6*E6,F6) | =G6
B | Plumber | Plumber | 0.1 | hrs | =GetRate("LAB1",$A7,2) | 1 | =PRODUCT(C7*E7,F7) | =G7
B |  | Margin | =GetValue("Builders margin",3) | % | =SubTotal(G1:G7) | 1 | =PRODUCT(C8*E8,F8) | =G8
I | T28.04.049 | 20mm dia | T28.04_GAS_Fittings | No
B | MCD-LBVGLLFF20L | 20mm GAS LL/FF Ball Valve Lockable | 1 | no | =GetRate("PLU",$A1,2) | 1 | =PRODUCT(C1*E1,F1) | =G1
B |  | Discount | =GetValue("Discount 15%",3) | % | =SubTotal(G1:G1) | 1 | =PRODUCT(C2*E2,F2) | =G2
B |  | Waste | =GetValue("Waste 7.5%",3) | % | =SubTotal(G1:G2) | 1 | =PRODUCT(C3*E3,F3) | =G3
B | MCD-LBVGLLFF20 | 20mm GAS LL/FF Ball Valve | -1 | no | =GetRate("PLU",$A4,2) | 1 | =PRODUCT(C4*E4,F4) | =G4
B |  | Discount | =GetValue("Discount 15%",3) | % | =SubTotal(G4:G4) | 1 | =PRODUCT(C5*E5,F5) | =G5
B |  | Waste | =GetValue("Waste 7.5%",3) | % | =SubTotal(G4:G5) | 1 | =PRODUCT(C6*E6,F6) | =G6
B | Plumber | Plumber | 0.1 | hrs | =GetRate("LAB1",$A7,2) | 1 | =PRODUCT(C7*E7,F7) | =G7
B |  | Margin | =GetValue("Builders margin",3) | % | =SubTotal(G1:G7) | 1 | =PRODUCT(C8*E8,F8) | =G8
I | T28.05.001 | Gas Flues | T28.05_GAS_Flues
I | T28.05.004 | <b>Flexible Type Aluminium Flue</b> | T28.05_GAS_Flues
I | T28.05.007 | 75mm dia | T28.05_GAS_Flues | m
B | DX75GF | Abey Twin Wall Gas Flex 75x1500mm | 1 | ea | =GetRate("PLU",$A1,2) | 0.66667 | =PRODUCT(C1*E1,F1) | =G1
B |  | Discount | =GetValue("Discount 15%",3) | % | =SubTotal(G1:G1) | 1 | =PRODUCT(C2*E2,F2) | =G2
B |  | Waste | =GetValue("Waste 7.5%",3) | % | =SubTotal(G1:G2) | 1 | =PRODUCT(C3*E3,F3) | =G3
B | Plumber | Plumber | 0.5 | hrs | =GetRate("LAB1",$A4,2) | 1 | =PRODUCT(C4*E4,F4) | =G4
B |  | Margin | =GetValue("Builders margin",3) | % | =SubTotal(G1:G4) | 1 | =PRODUCT(C5*E5,F5) | =G5
I | T28.05.010 | 100mm dia | T28.05_GAS_Flues | m
B | DX100GF | Abey Twin Wall Gas Flex 100x1500mm | 1 | ea | =GetRate("PLU",$A1,2) | 0.66667 | =PRODUCT(C1*E1,F1) | =G1
B |  | Discount | =GetValue("Discount 15%",3) | % | =SubTotal(G1:G1) | 1 | =PRODUCT(C2*E2,F2) | =G2
B |  | Waste | =GetValue("Waste 7.5%",3) | % | =SubTotal(G1:G2) | 1 | =PRODUCT(C3*E3,F3) | =G3
B | Plumber | Plumber | 0.5 | hrs | =GetRate("LAB1",$A4,2) | 1 | =PRODUCT(C4*E4,F4) | =G4
B |  | Margin | =GetValue("Builders margin",3) | % | =SubTotal(G1:G4) | 1 | =PRODUCT(C5*E5,F5) | =G5
I | T28.05.013 | 125mm dia | T28.05_GAS_Flues | m
B | DX125GF | Abey Twin Wall Gas Flex 125x1500mm | 1 | ea | =GetRate("PLU",$A1,2) | 0.66667 | =PRODUCT(C1*E1,F1) | =G1
B |  | Discount | =GetValue("Discount 15%",3) | % | =SubTotal(G1:G1) | 1 | =PRODUCT(C2*E2,F2) | =G2
B |  | Waste | =GetValue("Waste 7.5%",3) | % | =SubTotal(G1:G2) | 1 | =PRODUCT(C3*E3,F3) | =G3
B | Plumber | Plumber | 0.5 | hrs | =GetRate("LAB1",$A4,2) | 1 | =PRODUCT(C4*E4,F4) | =G4
B |  | Margin | =GetValue("Builders margin",3) | % | =SubTotal(G1:G4) | 1 | =PRODUCT(C5*E5,F5) | =G5
I | T28.05.016 | <b>Flue Cowl and Connector</b> to flexible flue | T28.05_GAS_Flues
I | T28.05.019 | 75mm dia | T28.05_GAS_Flues | No
B | DX75FPA | Abey Twin Wall Gas Flex Connector 75mm | 1 | ea | =GetRate("PLU",$A1,2) | 1 | =PRODUCT(C1*E1,F1) | =G1
B |  | Discount | =GetValue("Discount 15%",3) | % | =SubTotal(G1:G1) | 1 | =PRODUCT(C2*E2,F2) | =G2
B |  | Waste | =GetValue("Waste 7.5%",3) | % | =SubTotal(G1:G2) | 1 | =PRODUCT(C3*E3,F3) | =G3
B | DX75FPC | Abey Twin Wall Gas Cowl 75mm | 1 | ea | =GetRate("PLU",$A4,2) | 1 | =PRODUCT(C4*E4,F4) | =G4
B |  | Discount | =GetValue("Discount 15%",3) | % | =SubTotal(G4:G4) | 1 | =PRODUCT(C5*E5,F5) | =G5
B |  | Waste | =GetValue("Waste 7.5%",3) | % | =SubTotal(G4:G5) | 1 | =PRODUCT(C6*E6,F6) | =G6
B | Plumber | Plumber | 1 | hrs | =GetRate("LAB1",$A7,2) | 1 | =PRODUCT(C7*E7,F7) | =G7
B |  | Margin | =GetValue("Builders margin",3) | % | =SubTotal(G1:G7) | 1 | =PRODUCT(C8*E8,F8) | =G8
I | T28.05.022 | 100mm dia | T28.05_GAS_Flues | No
B | DX100FPC | Abey Twin Wall Gas Cowl 100mm | 1 | ea | =GetRate("PLU",$A1,2) | 1 | =PRODUCT(C1*E1,F1) | =G1
B |  | Discount | =GetValue("Discount 15%",3) | % | =SubTotal(G1:G1) | 1 | =PRODUCT(C2*E2,F2) | =G2
B |  | Waste | =GetValue("Waste 7.5%",3) | % | =SubTotal(G1:G2) | 1 | =PRODUCT(C3*E3,F3) | =G3
B | DX100FPA | Abey Twin Wall Gas Flex Connector 100mm | 1 | ea | =GetRate("PLU",$A4,2) | 1 | =PRODUCT(C4*E4,F4) | =G4
B |  | Discount | =GetValue("Discount 15%",3) | % | =SubTotal(G4:G4) | 1 | =PRODUCT(C5*E5,F5) | =G5
B |  | Waste | =GetValue("Waste 7.5%",3) | % | =SubTotal(G4:G5) | 1 | =PRODUCT(C6*E6,F6) | =G6
B | Plumber | Plumber | 1 | hrs | =GetRate("LAB1",$A7,2) | 1 | =PRODUCT(C7*E7,F7) | =G7
B |  | Margin | =GetValue("Builders margin",3) | % | =SubTotal(G1:G7) | 1 | =PRODUCT(C8*E8,F8) | =G8
I | T28.05.025 | 125mm dia | T28.05_GAS_Flues | No
B | DX125FPC | Abey Twin Wall Gas Cowl 125mm | 1 | ea | =GetRate("PLU",$A1,2) | 1 | =PRODUCT(C1*E1,F1) | =G1
B |  | Discount | =GetValue("Discount 15%",3) | % | =SubTotal(G1:G1) | 1 | =PRODUCT(C2*E2,F2) | =G2
B |  | Waste | =GetValue("Waste 7.5%",3) | % | =SubTotal(G1:G2) | 1 | =PRODUCT(C3*E3,F3) | =G3
B | DX125FPA | Abey Twin Wall Gas Flex Connector 125mm | 1 | ea | =GetRate("PLU",$A4,2) | 1 | =PRODUCT(C4*E4,F4) | =G4
B |  | Discount | =GetValue("Discount 15%",3) | % | =SubTotal(G4:G4) | 1 | =PRODUCT(C5*E5,F5) | =G5
B |  | Waste | =GetValue("Waste 7.5%",3) | % | =SubTotal(G4:G5) | 1 | =PRODUCT(C6*E6,F6) | =G6
B | Plumber | Plumber | 1 | hrs | =GetRate("LAB1",$A7,2) | 1 | =PRODUCT(C7*E7,F7) | =G7
B |  | Margin | =GetValue("Builders margin",3) | % | =SubTotal(G1:G7) | 1 | =PRODUCT(C8*E8,F8) | =G8
I | T28.05.028 | <b>Rigid Type Aluminium Flue</b> | T28.05_GAS_Flues
I | T28.05.031 | 75mm dia | T28.05_GAS_Flues | m
B | DX2000 | Duravent Round Pipe 75 x 1500mm | 0.33333 | lg | =GetRate("PLU",$A1,2) | 0.66667 | =PRODUCT(C1*E1,F1) | =G1
B | DX2002 | Duravent Round Pipe 75 x 900mm | 0.33333 | lg | =GetRate("PLU",$A2,2) | 1.1111 | =PRODUCT(C2*E2,F2) | =G2
B | DX2003 | Duravent Round Pipe 75 x 300mm | 0.33333 | lg | =GetRate("PLU",$A3,2) | 3.3333 | =PRODUCT(C3*E3,F3) | =G3
B |  | Discount | =GetValue("Discount 15%",3) | % | =SubTotal(G1:G3) | 1 | =PRODUCT(C4*E4,F4) | =G4
B |  | Waste | =GetValue("Waste 7.5%",3) | % | =SubTotal(G1:G4) | 1 | =PRODUCT(C5*E5,F5) | =G5
B | Plumber | Plumber | 0.5 | hrs | =GetRate("LAB1",$A6,2) | 1 | =PRODUCT(C6*E6,F6) | =G6
B |  | Margin | =GetValue("Builders margin",3) | % | =SubTotal(G1:G6) | 1 | =PRODUCT(C7*E7,F7) | =G7
B |  | Use rates for 3 different pipe lengths to get average
I | T28.05.034 | 100mm dia | T28.05_GAS_Flues | m
B | DX2007 | Duravent Round Pipe 100 x 1500mm | 0.33333 | lg | =GetRate("PLU",$A1,2) | 0.66667 | =PRODUCT(C1*E1,F1) | =G1
B | DX2009 | Duravent Round Pipe 100 x 900mm | 0.33333 | lg | =GetRate("PLU",$A2,2) | 1.1111 | =PRODUCT(C2*E2,F2) | =G2
B | DX2010 | Duravent Round Pipe 100 x 300mm | 0.33333 | lg | =GetRate("PLU",$A3,2) | 3.3333 | =PRODUCT(C3*E3,F3) | =G3
B |  | Discount | =GetValue("Discount 15%",3) | % | =SubTotal(G1:G3) | 1 | =PRODUCT(C4*E4,F4) | =G4
B |  | Waste | =GetValue("Waste 7.5%",3) | % | =SubTotal(G1:G4) | 1 | =PRODUCT(C5*E5,F5) | =G5
B | Plumber | Plumber | 0.5 | hrs | =GetRate("LAB1",$A6,2) | 1 | =PRODUCT(C6*E6,F6) | =G6
B |  | Margin | =GetValue("Builders margin",3) | % | =SubTotal(G1:G6) | 1 | =PRODUCT(C7*E7,F7) | =G7
B |  | Use rates for 3 different pipe lengths to get average
I | T28.05.037 | 125mm dia | T28.05_GAS_Flues | m
B | DX2014 | Duravent Round Pipe 125 x 1500mm | 0.33333 | ea | =GetRate("PLU",$A1,2) | 0.66667 | =PRODUCT(C1*E1,F1) | =G1
B | DX2016 | Duravent Round Pipe 125 x 900mm | 0.33333 | ea | =GetRate("PLU",$A2,2) | 1.1111 | =PRODUCT(C2*E2,F2) | =G2
B | DX2017 | Duravent Round Pipe 125 x 300mm | 0.33333 | ea | =GetRate("PLU",$A3,2) | 3.3333 | =PRODUCT(C3*E3,F3) | =G3
B |  | Discount | =GetValue("Discount 15%",3) | % | =SubTotal(G1:G3) | 1 | =PRODUCT(C4*E4,F4) | =G4
B |  | Waste | =GetValue("Waste 7.5%",3) | % | =SubTotal(G1:G4) | 1 | =PRODUCT(C5*E5,F5) | =G5
B | Plumber | Plumber | 0.5 | hrs | =GetRate("LAB1",$A6,2) | 1 | =PRODUCT(C6*E6,F6) | =G6
B |  | Margin | =GetValue("Builders margin",3) | % | =SubTotal(G1:G6) | 1 | =PRODUCT(C7*E7,F7) | =G7
B |  | Use rates for 3 different pipe lengths to get average
I | T28.05.040 | 150mm dia | T28.05_GAS_Flues | m
B | DX2021 | Duravent Round Pipe 150 x 1500mm | 0.33333 | ea | =GetRate("PLU",$A1,2) | 0.66667 | =PRODUCT(C1*E1,F1) | =G1
B | DX2023 | Duravent Round Pipe 150 x 900mm | 0.33333 | ea | =GetRate("PLU",$A2,2) | 1.1111 | =PRODUCT(C2*E2,F2) | =G2
B | DX2024 | Duravent Round Pipe 150 x 300mm | 0.33333 | ea | =GetRate("PLU",$A3,2) | 3.3333 | =PRODUCT(C3*E3,F3) | =G3
B |  | Discount | =GetValue("Discount 15%",3) | % | =SubTotal(G1:G3) | 1 | =PRODUCT(C4*E4,F4) | =G4
B |  | Waste | =GetValue("Waste 7.5%",3) | % | =SubTotal(G1:G4) | 1 | =PRODUCT(C5*E5,F5) | =G5
B | Plumber | Plumber | 0.75 | hrs | =GetRate("LAB1",$A6,2) | 1 | =PRODUCT(C6*E6,F6) | =G6
B |  | Margin | =GetValue("Builders margin",3) | % | =SubTotal(G1:G6) | 1 | =PRODUCT(C7*E7,F7) | =G7
B |  | Use rates for 3 different pipe lengths to get average
I | T28.05.043 | 200mm dia | T28.05_GAS_Flues | m
B | DX2025 | Duravent Round Pipe 200 x 900mm | 1 | ea | =GetRate("PLU",$A1,2) | 1.1111 | =PRODUCT(C1*E1,F1) | =G1
B |  | Discount | =GetValue("Discount 15%",3) | % | =SubTotal(G1:G1) | 1 | =PRODUCT(C2*E2,F2) | =G2
B |  | Waste | =GetValue("Waste 7.5%",3) | % | =SubTotal(G1:G2) | 1 | =PRODUCT(C3*E3,F3) | =G3
B | Plumber | Plumber | 0.75 | hrs | =GetRate("LAB1",$A4,2) | 1 | =PRODUCT(C4*E4,F4) | =G4
B |  | Margin | =GetValue("Builders margin",3) | % | =SubTotal(G1:G4) | 1 | =PRODUCT(C5*E5,F5) | =G5
I | T28.05.046 | <b>Flue Cowl and Connector</b> to rigid flue | T28.05_GAS_Flues
I | T28.05.049 | 75mm dia | T28.05_GAS_Flues | No
B | DX75FPA | Abey Twin Wall Gas Flex Connector 75mm | 1 | ea | =GetRate("PLU",$A1,2) | 1 | =PRODUCT(C1*E1,F1) | =G1
B |  | Discount | =GetValue("Discount 15%",3) | % | =SubTotal(G1:G1) | 1 | =PRODUCT(C2*E2,F2) | =G2
B |  | Waste | =GetValue("Waste 7.5%",3) | % | =SubTotal(G1:G2) | 1 | =PRODUCT(C3*E3,F3) | =G3
B | DX75FPC | Abey Twin Wall Gas Cowl 75mm | 1 | ea | =GetRate("PLU",$A4,2) | 1 | =PRODUCT(C4*E4,F4) | =G4
B |  | Discount | =GetValue("Discount 15%",3) | % | =SubTotal(G4:G4) | 1 | =PRODUCT(C5*E5,F5) | =G5
B |  | Waste | =GetValue("Waste 7.5%",3) | % | =SubTotal(G4:G5) | 1 | =PRODUCT(C6*E6,F6) | =G6
B | Plumber | Plumber | 1 | hrs | =GetRate("LAB1",$A7,2) | 1 | =PRODUCT(C7*E7,F7) | =G7
B |  | Margin | =GetValue("Builders margin",3) | % | =SubTotal(G1:G7) | 1 | =PRODUCT(C8*E8,F8) | =G8
I | T28.05.052 | 100mm dia | T28.05_GAS_Flues | No
B | DX100FPC | Abey Twin Wall Gas Cowl 100mm | 1 | ea | =GetRate("PLU",$A1,2) | 1 | =PRODUCT(C1*E1,F1) | =G1
B |  | Discount | =GetValue("Discount 15%",3) | % | =SubTotal(G1:G1) | 1 | =PRODUCT(C2*E2,F2) | =G2
B |  | Waste | =GetValue("Waste 7.5%",3) | % | =SubTotal(G1:G2) | 1 | =PRODUCT(C3*E3,F3) | =G3
B | DX100FPA | Abey Twin Wall Gas Flex Connector 100mm | 1 | ea | =GetRate("PLU",$A4,2) | 1 | =PRODUCT(C4*E4,F4) | =G4
B |  | Discount | =GetValue("Discount 15%",3) | % | =SubTotal(G4:G4) | 1 | =PRODUCT(C5*E5,F5) | =G5
B |  | Waste | =GetValue("Waste 7.5%",3) | % | =SubTotal(G4:G5) | 1 | =PRODUCT(C6*E6,F6) | =G6
B | Plumber | Plumber | 1 | hrs | =GetRate("LAB1",$A7,2) | 1 | =PRODUCT(C7*E7,F7) | =G7
B |  | Margin | =GetValue("Builders margin",3) | % | =SubTotal(G1:G7) | 1 | =PRODUCT(C8*E8,F8) | =G8
I | T28.05.055 | 125mm dia | T28.05_GAS_Flues | No
B | DX125FPC | Abey Twin Wall Gas Cowl 125mm | 1 | ea | =GetRate("PLU",$A1,2) | 1 | =PRODUCT(C1*E1,F1) | =G1
B |  | Discount | =GetValue("Discount 15%",3) | % | =SubTotal(G1:G1) | 1 | =PRODUCT(C2*E2,F2) | =G2
B |  | Waste | =GetValue("Waste 7.5%",3) | % | =SubTotal(G1:G2) | 1 | =PRODUCT(C3*E3,F3) | =G3
B | DX125FPA | Abey Twin Wall Gas Flex Connector 125mm | 1 | ea | =GetRate("PLU",$A4,2) | 1 | =PRODUCT(C4*E4,F4) | =G4
B |  | Discount | =GetValue("Discount 15%",3) | % | =SubTotal(G4:G4) | 1 | =PRODUCT(C5*E5,F5) | =G5
B |  | Waste | =GetValue("Waste 7.5%",3) | % | =SubTotal(G4:G5) | 1 | =PRODUCT(C6*E6,F6) | =G6
B | Plumber | Plumber | 1 | hrs | =GetRate("LAB1",$A7,2) | 1 | =PRODUCT(C7*E7,F7) | =G7
B |  | Margin | =GetValue("Builders margin",3) | % | =SubTotal(G1:G7) | 1 | =PRODUCT(C8*E8,F8) | =G8
I | T28.06.001 | Pipework | T28.06_GAS_Pipework
I | T28.06.004 | <b>Titagas Polyethylene Aluminium Composite Pipe</b> | T28.06_GAS_Pipework
I | T28.06.007 | 16mm ID, 3 fittings/5m | T28.06_GAS_Pipework | m
B | TG19691610 | 16mm Tita-gas p/meter 50m Coil | 1 | m | =GetRate("PLU",$A1,2) | 0.02 | =PRODUCT(C1*E1,F1) | =G1
B | TG19611620 | Tita-gas Female Elbow 16mmx1/2inc | 0.4 | No | =GetRate("PLU",$A2,2) | 1 | =PRODUCT(C2*E2,F2) | =G2
B | TG19631600 | Tita-gas Tee 16x16x16mm | 0.2 | No | =GetRate("PLU",$A3,2) | 1 | =PRODUCT(C3*E3,F3) | =G3
B | PXC16 | 16mm PX Pipe Clip | 1.6667 | No | =GetRate("PLU",$A4,2) | 1 | =PRODUCT(C4*E4,F4) | =G4
B |  | Discount | =GetValue("Discount PLU PPR",3) | % | =SubTotal(G1:G4) | 1 | =PRODUCT(C5*E5,F5) | =G5
B |  | Waste and Fixings | =GetValue("Waste 20%",3) | % | =SubTotal(G1:G5) | 1 | =PRODUCT(C6*E6,F6) | =G6
B | Plumber | Plumber | 0.33 | hrs | =GetRate("LAB1",$A7,2) | 1 | =PRODUCT(C7*E7,F7) | =G7
B | Plumber | Plumber | 0.1 | hrs | =GetRate("LAB1",$A8,2) | 0.4 | =PRODUCT(C8*E8,F8) | =G8
B | Plumber | Plumber | 0.14 | hrs | =GetRate("LAB1",$A9,2) | 0.2 | =PRODUCT(C9*E9,F9) | =G9
B |  | Margin | =GetValue("Plumbers margin",3) | % | =SubTotal(G1:G9) | 1 | =PRODUCT(C10*E10,F10) | =G10
B |  | Plain elbow at 2 per 5 = 2/5 0r 0.40/m
B |  | Coupler, 1 per 5m = 0.20 tees per m
B |  | Pipe clip at 600 cc, =1/0.6
I | T28.06.010 | 20mm ID, 3 fittings/5m | T28.06_GAS_Pipework | m
B | TG19692010 | 20mm Tita-gas p/meter 50m Coil | 1 | lg | =GetRate("PLU",$A1,2) | 0.02 | =PRODUCT(C1*E1,F1) | =G1
B | TG19612030 | Tita-gas Female Elbow 20mmx3/4inc | 0.4 | ea | =GetRate("PLU",$A2,2) | 1 | =PRODUCT(C2*E2,F2) | =G2
B | TG19632000 | Tita-gas Tee 20x20x20mm | 0.2 | ea | =GetRate("PLU",$A3,2) | 1 | =PRODUCT(C3*E3,F3) | =G3
B | PXC20 | 20mm PX Pipe Clip | 1.6667 | ea | =GetRate("PLU",$A4,2) | 1 | =PRODUCT(C4*E4,F4) | =G4
B |  | Discount | =GetValue("Discount PLU PPR",3) | % | =SubTotal(G1:G4) | 1 | =PRODUCT(C5*E5,F5) | =G5
B |  | Waste and Fixings | =GetValue("Waste 20%",3) | % | =SubTotal(G1:G5) | 1 | =PRODUCT(C6*E6,F6) | =G6
B | Plumber | Plumber | 0.35 | hrs | =GetRate("LAB1",$A7,2) | 1 | =PRODUCT(C7*E7,F7) | =G7
B | Plumber | Plumber | 0.1 | hrs | =GetRate("LAB1",$A8,2) | 0.4 | =PRODUCT(C8*E8,F8) | =G8
B | Plumber | Plumber | 0.14 | hrs | =GetRate("LAB1",$A9,2) | 0.2 | =PRODUCT(C9*E9,F9) | =G9
B |  | Margin | =GetValue("Plumbers margin",3) | % | =SubTotal(G1:G9) | 1 | =PRODUCT(C10*E10,F10) | =G10
I | T28.06.013 | 26mm ID | T28.06_GAS_Pipework | m
B | TG19692600 | 26mm Tita-gas p/meter 50m Coil | 1 | m | =GetRate("PLU",$A1,2) | 0.02 | =PRODUCT(C1*E1,F1) | =G1
B | PXC26 | 26mm PX Pipe Clip | 1 | m | =GetRate("PLU",$A2,2) | 0.02 | =PRODUCT(C2*E2,F2) | =G2
B |  | Discount | =GetValue("Discount PLU PPR",3) | % | =SubTotal(G1:G2) | 1 | =PRODUCT(C3*E3,F3) | =G3
B |  | Waste and Fixings | =GetValue("Waste 20%",3) | % | =SubTotal(G1:G3) | 1 | =PRODUCT(C4*E4,F4) | =G4
B | Plumber | Plumber | 0.35 | hrs | =GetRate("LAB1",$A5,2) | 1 | =PRODUCT(C5*E5,F5) | =G5
B |  | Margin | =GetValue("Plumbers margin",3) | % | =SubTotal(G1:G5) | 1 | =PRODUCT(C6*E6,F6) | =G6
I | T28.06.016 | 32mm ID | T28.06_GAS_Pipework | m
B | TG19693200 | 32mm Tita-gas p/meter 50m Coil | 1 | m | =GetRate("PLU",$A1,2) | 0.02 | =PRODUCT(C1*E1,F1) | =G1
B | PXC32 | 32mm PX Pipe Clip | 1 | m | =GetRate("PLU",$A2,2) | 0.02 | =PRODUCT(C2*E2,F2) | =G2
B |  | Discount | =GetValue("Discount PLU PPR",3) | % | =SubTotal(G1:G2) | 1 | =PRODUCT(C3*E3,F3) | =G3
B |  | Waste and Fixings | =GetValue("Waste 20%",3) | % | =SubTotal(G1:G3) | 1 | =PRODUCT(C4*E4,F4) | =G4
B | Plumber | Plumber | 0.4 | hrs | =GetRate("LAB1",$A5,2) | 1 | =PRODUCT(C5*E5,F5) | =G5
B |  | Margin | =GetValue("Plumbers margin",3) | % | =SubTotal(G1:G5) | 1 | =PRODUCT(C6*E6,F6) | =G6
I | T28.06.025 | <b>Pexal Fittings</b> | T28.06_GAS_Pipework
I | T28.06.028 | Bend | T28.06_GAS_Pipework
I | T28.06.031 | 16mm ID | T28.06_GAS_Pipework | No
B | TG19611620 | Tita-gas Female Elbow 16mmx1/2inc | 1 | No | =GetRate("PLU",$A1,2) | 1 | =PRODUCT(C1*E1,F1) | =G1
B | PXC16 | 16mm PX Pipe Clip | 1 | No | =GetRate("PLU",$A2,2) | 1 | =PRODUCT(C2*E2,F2) | =G2
B |  | Discount | =GetValue("Discount PLU PPR",3) | % | =SubTotal(G1:G2) | 1 | =PRODUCT(C3*E3,F3) | =G3
B |  | Waste and Fixings | =GetValue("Waste 20%",3) | % | =SubTotal(G1:G3) | 1 | =PRODUCT(C4*E4,F4) | =G4
B | Plumber | Plumber | 0.1 | hrs | =GetRate("LAB1",$A5,2) | 1 | =PRODUCT(C5*E5,F5) | =G5
B |  | Margin | =GetValue("Plumbers margin",3) | % | =SubTotal(G1:G5) | 1 | =PRODUCT(C6*E6,F6) | =G6
I | T28.06.034 | 20mm ID | T28.06_GAS_Pipework | No
B | TG19612030 | Tita-gas Female Elbow 20mmx3/4inc | 1 | No | =GetRate("PLU",$A1,2) | 1 | =PRODUCT(C1*E1,F1) | =G1
B | PXC20 | 20mm PX Pipe Clip | 1 | No | =GetRate("PLU",$A2,2) | 1 | =PRODUCT(C2*E2,F2) | =G2
B |  | Discount | =GetValue("Discount PLU PPR",3) | % | =SubTotal(G1:G2) | 1 | =PRODUCT(C3*E3,F3) | =G3
B |  | Waste and Fixings | =GetValue("Waste 20%",3) | % | =SubTotal(G1:G3) | 1 | =PRODUCT(C4*E4,F4) | =G4
B | Plumber | Plumber | 0.1 | hrs | =GetRate("LAB1",$A5,2) | 1 | =PRODUCT(C5*E5,F5) | =G5
B |  | Margin | =GetValue("Plumbers margin",3) | % | =SubTotal(G1:G5) | 1 | =PRODUCT(C6*E6,F6) | =G6
I | T28.06.035 | 26mm ID | T28.06_GAS_Pipework | No
B | TG19612630 | Tita-gas Female Elbow 26mmx3/4inc | 1 | No | =GetRate("PLU",$A1,2) | 1 | =PRODUCT(C1*E1,F1) | =G1
B | PXC26 | 26mm PX Pipe Clip | 1 | No | =GetRate("PLU",$A2,2) | 1 | =PRODUCT(C2*E2,F2) | =G2
B |  | Discount | =GetValue("Discount PLU PPR",3) | % | =SubTotal(G1:G2) | 1 | =PRODUCT(C3*E3,F3) | =G3
B |  | Waste and Fixings | =GetValue("Waste 20%",3) | % | =SubTotal(G1:G3) | 1 | =PRODUCT(C4*E4,F4) | =G4
B | Plumber | Plumber | 0.1 | hrs | =GetRate("LAB1",$A5,2) | 1 | =PRODUCT(C5*E5,F5) | =G5
B |  | Margin | =GetValue("Plumbers margin",3) | % | =SubTotal(G1:G5) | 1 | =PRODUCT(C6*E6,F6) | =G6
I | T28.06.037 | 32mm ID | T28.06_GAS_Pipework | No
B | TG19613240 | Tita-gas Female Elbow 32mmx1inc | 1 | No | =GetRate("PLU",$A1,2) | 1 | =PRODUCT(C1*E1,F1) | =G1
B | PXC32 | 32mm PX Pipe Clip | 1 | No | =GetRate("PLU",$A2,2) | 1 | =PRODUCT(C2*E2,F2) | =G2
B |  | Discount | =GetValue("Discount PLU PPR",3) | % | =SubTotal(G1:G2) | 1 | =PRODUCT(C3*E3,F3) | =G3
B |  | Waste and Fixings | =GetValue("Waste 20%",3) | % | =SubTotal(G1:G3) | 1 | =PRODUCT(C4*E4,F4) | =G4
B | Plumber | Plumber | 0.13 | hrs | =GetRate("LAB1",$A5,2) | 1 | =PRODUCT(C5*E5,F5) | =G5
B |  | Margin | =GetValue("Plumbers margin",3) | % | =SubTotal(G1:G5) | 1 | =PRODUCT(C6*E6,F6) | =G6
I | T28.06.055 | Tee, plain | T28.06_GAS_Pipework
I | T28.06.058 | 16mm ID | T28.06_GAS_Pipework | No
B | TG19631600 | Tita-gas Tee 16x16x16mm | 1 | No | =GetRate("PLU",$A1,2) | 1 | =PRODUCT(C1*E1,F1) | =G1
B | PXC16 | 16mm PX Pipe Clip | 1 | No | =GetRate("PLU",$A2,2) | 1 | =PRODUCT(C2*E2,F2) | =G2
B |  | Discount | =GetValue("Discount PLU PPR",3) | % | =SubTotal(G1:G2) | 1 | =PRODUCT(C3*E3,F3) | =G3
B |  | Waste and Fixings | =GetValue("Waste 20%",3) | % | =SubTotal(G1:G3) | 1 | =PRODUCT(C4*E4,F4) | =G4
B | Plumber | Plumber | 0.14 | hrs | =GetRate("LAB1",$A5,2) | 1 | =PRODUCT(C5*E5,F5) | =G5
B |  | Margin | =GetValue("Plumbers margin",3) | % | =SubTotal(G1:G5) | 1 | =PRODUCT(C6*E6,F6) | =G6
I | T28.06.061 | 20mm ID | T28.06_GAS_Pipework | No
B | TG19632000 | Tita-gas Tee 20x20x20mm | 1 | No | =GetRate("PLU",$A1,2) | 1 | =PRODUCT(C1*E1,F1) | =G1
B | PXC20 | 20mm PX Pipe Clip | 1 | No | =GetRate("PLU",$A2,2) | 1 | =PRODUCT(C2*E2,F2) | =G2
B |  | Discount | =GetValue("Discount PLU PPR",3) | % | =SubTotal(G1:G2) | 1 | =PRODUCT(C3*E3,F3) | =G3
B |  | Waste and Fixings | =GetValue("Waste 20%",3) | % | =SubTotal(G1:G3) | 1 | =PRODUCT(C4*E4,F4) | =G4
B | Plumber | Plumber | 0.14 | hrs | =GetRate("LAB1",$A5,2) | 1 | =PRODUCT(C5*E5,F5) | =G5
B |  | Margin | =GetValue("Plumbers margin",3) | % | =SubTotal(G1:G5) | 1 | =PRODUCT(C6*E6,F6) | =G6
I | T28.06.064 | 26mm ID | T28.06_GAS_Pipework | No
B | TG19632600 | Tita-gas Tee 26x26x26mm | 1 | No | =GetRate("PLU",$A1,2) | 1 | =PRODUCT(C1*E1,F1) | =G1
B | PXC26 | 26mm PX Pipe Clip | 1 | No | =GetRate("PLU",$A2,2) | 1 | =PRODUCT(C2*E2,F2) | =G2
B |  | Discount | =GetValue("Discount PLU PPR",3) | % | =SubTotal(G1:G2) | 1 | =PRODUCT(C3*E3,F3) | =G3
B |  | Waste and Fixings | =GetValue("Waste 20%",3) | % | =SubTotal(G1:G3) | 1 | =PRODUCT(C4*E4,F4) | =G4
B | Plumber | Plumber | 0.15 | hrs | =GetRate("LAB1",$A5,2) | 1 | =PRODUCT(C5*E5,F5) | =G5
B |  | Margin | =GetValue("Plumbers margin",3) | % | =SubTotal(G1:G5) | 1 | =PRODUCT(C6*E6,F6) | =G6
I | T28.06.067 | 32mm ID | T28.06_GAS_Pipework | No
B | TG19633200 | Tita-gas Tee 32x32x32mm | 1 | No | =GetRate("PLU",$A1,2) | 1 | =PRODUCT(C1*E1,F1) | =G1
B | PXC32 | 32mm PX Pipe Clip | 1 | No | =GetRate("PLU",$A2,2) | 1 | =PRODUCT(C2*E2,F2) | =G2
B |  | Discount | =GetValue("Discount PLU PPR",3) | % | =SubTotal(G1:G2) | 1 | =PRODUCT(C3*E3,F3) | =G3
B |  | Waste and Fixings | =GetValue("Waste 20%",3) | % | =SubTotal(G1:G3) | 1 | =PRODUCT(C4*E4,F4) | =G4
B | Plumber | Plumber | 0.18 | hrs | =GetRate("LAB1",$A5,2) | 1 | =PRODUCT(C5*E5,F5) | =G5
B |  | Margin | =GetValue("Plumbers margin",3) | % | =SubTotal(G1:G5) | 1 | =PRODUCT(C6*E6,F6) | =G6
I | T28.06.082 | Reducer | T28.06_GAS_Pipework
I | T28.06.085 | 20mm to 16mm dia | T28.06_GAS_Pipework | No
B | TG20642010 | Tita-gas Straight Reducer 20x16mm | 1 | no | =GetRate("PLU",$A1,2) | 1 | =PRODUCT(C1*E1,F1) | =G1
B | PXC20 | 20mm PX Pipe Clip | 1 | No | =GetRate("PLU",$A2,2) | 1 | =PRODUCT(C2*E2,F2) | =G2
B |  | Discount | =GetValue("Discount PLU PPR",3) | % | =SubTotal(G1:G2) | 1 | =PRODUCT(C3*E3,F3) | =G3
B |  | Waste and Fixings | =GetValue("Waste 20%",3) | % | =SubTotal(G1:G3) | 1 | =PRODUCT(C4*E4,F4) | =G4
B | Plumber | Plumber | 0.1 | hrs | =GetRate("LAB1",$A5,2) | 1 | =PRODUCT(C5*E5,F5) | =G5
B |  | Margin | =GetValue("Plumbers margin",3) | % | =SubTotal(G1:G5) | 1 | =PRODUCT(C6*E6,F6) | =G6
I | T28.06.086 | 26mm to 16mm dia | T28.06_GAS_Pipework | No
B | PX187113 | Crimp 2mm Straight Reduce 26x16mm | 1 | no | =GetRate("PLU",$A1,2) | 1 | =PRODUCT(C1*E1,F1) | =G1
B | PXC26 | 26mm PX Pipe Clip | 1 | No | =GetRate("PLU",$A2,2) | 1 | =PRODUCT(C2*E2,F2) | =G2
B |  | Discount | =GetValue("Discount PLU PPR",3) | % | =SubTotal(G1:G2) | 1 | =PRODUCT(C3*E3,F3) | =G3
B |  | Waste and Fixings | =GetValue("Waste 20%",3) | % | =SubTotal(G1:G3) | 1 | =PRODUCT(C4*E4,F4) | =G4
B | Plumber | Plumber | 0.1 | hrs | =GetRate("LAB1",$A5,2) | 1 | =PRODUCT(C5*E5,F5) | =G5
B |  | Margin | =GetValue("Plumbers margin",3) | % | =SubTotal(G1:G5) | 1 | =PRODUCT(C6*E6,F6) | =G6
I | T28.06.088 | 26mm to 20mm dia | T28.06_GAS_Pipework | No
B | TG20642620 | Tita-gas Straight Reducer 26x20mm | 1 | no | =GetRate("PLU",$A1,2) | 1 | =PRODUCT(C1*E1,F1) | =G1
B | PXC26 | 26mm PX Pipe Clip | 1 | No | =GetRate("PLU",$A2,2) | 1 | =PRODUCT(C2*E2,F2) | =G2
B |  | Discount | =GetValue("Discount PLU PPR",3) | % | =SubTotal(G1:G2) | 1 | =PRODUCT(C3*E3,F3) | =G3
B |  | Waste and Fixings | =GetValue("Waste 20%",3) | % | =SubTotal(G1:G3) | 1 | =PRODUCT(C4*E4,F4) | =G4
B | Plumber | Plumber | 0.13 | hrs | =GetRate("LAB1",$A5,2) | 1 | =PRODUCT(C5*E5,F5) | =G5
B |  | Margin | =GetValue("Plumbers margin",3) | % | =SubTotal(G1:G5) | 1 | =PRODUCT(C6*E6,F6) | =G6
I | T28.06.091 | 32mm to 20mm dia | T28.06_GAS_Pipework | No
B | PX187117 | Crimp 2mm Straight Reduce 32x20mm | 1 | no | =GetRate("PLU",$A1,2) | 1 | =PRODUCT(C1*E1,F1) | =G1
B | PXC32 | 32mm PX Pipe Clip | 1 | No | =GetRate("PLU",$A2,2) | 1 | =PRODUCT(C2*E2,F2) | =G2
B |  | Discount | =GetValue("Discount PLU PPR",3) | % | =SubTotal(G1:G2) | 1 | =PRODUCT(C3*E3,F3) | =G3
B |  | Waste and Fixings | =GetValue("Waste 20%",3) | % | =SubTotal(G1:G3) | 1 | =PRODUCT(C4*E4,F4) | =G4
B | Plumber | Plumber | 0.15 | hrs | =GetRate("LAB1",$A5,2) | 1 | =PRODUCT(C5*E5,F5) | =G5
B |  | Margin | =GetValue("Plumbers margin",3) | % | =SubTotal(G1:G5) | 1 | =PRODUCT(C6*E6,F6) | =G6
I | T28.06.094 | 32mm to 26mm dia | T28.06_GAS_Pipework | No
B | TG20643220 | Straight Reducer 32mmx26mm | 1 | no | =GetRate("PLU",$A1,2) | 1 | =PRODUCT(C1*E1,F1) | =G1
B | PXC32 | 32mm PX Pipe Clip | 1 | No | =GetRate("PLU",$A2,2) | 1 | =PRODUCT(C2*E2,F2) | =G2
B |  | Discount | =GetValue("Discount PLU PPR",3) | % | =SubTotal(G1:G2) | 1 | =PRODUCT(C3*E3,F3) | =G3
B |  | Waste and Fixings | =GetValue("Waste 20%",3) | % | =SubTotal(G1:G3) | 1 | =PRODUCT(C4*E4,F4) | =G4
B | Plumber | Plumber | 0.18 | hrs | =GetRate("LAB1",$A5,2) | 1 | =PRODUCT(C5*E5,F5) | =G5
B |  | Margin | =GetValue("Plumbers margin",3) | % | =SubTotal(G1:G5) | 1 | =PRODUCT(C6*E6,F6) | =G6
I | T28.06.097 | Reducing Tee | T28.06_GAS_Pipework
I | T28.06.100 | 20mm to 16mm dia, all combinations | T28.06_GAS_Pipework | No
B | TG19651610 | Tita-gas Reducing Tee 20x16x16mm | 1 | no | =GetRate("PLU",$A1,2) | 1 | =PRODUCT(C1*E1,F1) | =G1
B | PXC20 | 20mm PX Pipe Clip | 2 | No | =GetRate("PLU",$A2,2) | 1 | =PRODUCT(C2*E2,F2) | =G2
B |  | Discount | =GetValue("Discount PLU PPR",3) | % | =SubTotal(G1:G2) | 1 | =PRODUCT(C3*E3,F3) | =G3
B |  | Waste and Fixings | =GetValue("Waste 20%",3) | % | =SubTotal(G1:G3) | 1 | =PRODUCT(C4*E4,F4) | =G4
B | Plumber | Plumber | 0.14 | hrs | =GetRate("LAB1",$A5,2) | 1 | =PRODUCT(C5*E5,F5) | =G5
B |  | Margin | =GetValue("Plumbers margin",3) | % | =SubTotal(G1:G5) | 1 | =PRODUCT(C6*E6,F6) | =G6
I | T28.06.103 | 26mm to 16mm dia | T28.06_GAS_Pipework | No
B | TG19651660 | Tita-gas Reducing Tee 26x26x16mm | 1 | no | =GetRate("PLU",$A1,2) | 1 | =PRODUCT(C1*E1,F1) | =G1
B | PXC26 | 26mm PX Pipe Clip | 2 | No | =GetRate("PLU",$A2,2) | 1 | =PRODUCT(C2*E2,F2) | =G2
B |  | Discount | =GetValue("Discount PLU PPR",3) | % | =SubTotal(G1:G2) | 1 | =PRODUCT(C3*E3,F3) | =G3
B |  | Waste and Fixings | =GetValue("Waste 20%",3) | % | =SubTotal(G1:G3) | 1 | =PRODUCT(C4*E4,F4) | =G4
B | Plumber | Plumber | 0.15 | hrs | =GetRate("LAB1",$A5,2) | 1 | =PRODUCT(C5*E5,F5) | =G5
B |  | Margin | =GetValue("Plumbers margin",3) | % | =SubTotal(G1:G5) | 1 | =PRODUCT(C6*E6,F6) | =G6
I | T28.06.107 | 26mm to 20mm dia, all combinations | T28.06_GAS_Pipework | No
B | TG19652070 | Tita-gas Reducing Tee 26x20x20mm | 1 | no | =GetRate("PLU",$A1,2) | 1 | =PRODUCT(C1*E1,F1) | =G1
B | PXC26 | 26mm PX Pipe Clip | 2 | No | =GetRate("PLU",$A2,2) | 1 | =PRODUCT(C2*E2,F2) | =G2
B |  | Discount | =GetValue("Discount PLU PPR",3) | % | =SubTotal(G1:G2) | 1 | =PRODUCT(C3*E3,F3) | =G3
B |  | Waste and Fixings | =GetValue("Waste 20%",3) | % | =SubTotal(G1:G3) | 1 | =PRODUCT(C4*E4,F4) | =G4
B | Plumber | Plumber | 0.15 | hrs | =GetRate("LAB1",$A5,2) | 1 | =PRODUCT(C5*E5,F5) | =G5
B |  | Margin | =GetValue("Plumbers margin",3) | % | =SubTotal(G1:G5) | 1 | =PRODUCT(C6*E6,F6) | =G6
I | T28.06.110 | 32mm x 32mm to 20mm dia | T28.06_GAS_Pipework | No
B | PX187117 | Crimp 2mm Straight Reduce 32x20mm | 1 | no | =GetRate("PLU",$A1,2) | 1 | =PRODUCT(C1*E1,F1) | =G1
B | PXC32 | 32mm PX Pipe Clip | 2 | No | =GetRate("PLU",$A2,2) | 1 | =PRODUCT(C2*E2,F2) | =G2
B |  | Discount | =GetValue("Discount PLU PPR",3) | % | =SubTotal(G1:G2) | 1 | =PRODUCT(C3*E3,F3) | =G3
B |  | Waste and Fixings | =GetValue("Waste 20%",3) | % | =SubTotal(G1:G3) | 1 | =PRODUCT(C4*E4,F4) | =G4
B | Plumber | Plumber | 0.18 | hrs | =GetRate("LAB1",$A5,2) | 1 | =PRODUCT(C5*E5,F5) | =G5
B |  | Margin | =GetValue("Plumbers margin",3) | % | =SubTotal(G1:G5) | 1 | =PRODUCT(C6*E6,F6) | =G6
I | T28.06.113 | 32mm x 32mm to 26mm dia | T28.06_GAS_Pipework | No
B | TG19652600 | Reducing Tee 32mmx32mmx26mm | 1 | no | =GetRate("PLU",$A1,2) | 1 | =PRODUCT(C1*E1,F1) | =G1
B | PXC32 | 32mm PX Pipe Clip | 2 | No | =GetRate("PLU",$A2,2) | 1 | =PRODUCT(C2*E2,F2) | =G2
B |  | Discount | =GetValue("Discount PLU PPR",3) | % | =SubTotal(G1:G2) | 1 | =PRODUCT(C3*E3,F3) | =G3
B |  | Waste and Fixings | =GetValue("Waste 20%",3) | % | =SubTotal(G1:G3) | 1 | =PRODUCT(C4*E4,F4) | =G4
B | Plumber | Plumber | 0.18 | hrs | =GetRate("LAB1",$A5,2) | 1 | =PRODUCT(C5*E5,F5) | =G5
B |  | Margin | =GetValue("Plumbers margin",3) | % | =SubTotal(G1:G5) | 1 | =PRODUCT(C6*E6,F6) | =G6
I | T29.00.001 | Drainage | T29.00_DRA_General
I | T29.00.004 | Guidance Notes | T29.00_DRA_General
I | T29.00.007 |  | T29.00_DRA_General
I | T29.00.010 | Plant costs are included in the drainage rates, to allow for handling of pipes and bedding materials | T29.00_DRA_General
I | T29.00.013 | Plant has been allowed at the same labour constant as the labourer’s work. | T29.00_DRA_General
I | T29.00.016 | Drainlayer’s and labourer’s hours are in the ratio of 3/4 drainlayer, 1/4 labourer. Increase rate if all are registered drainlayers. | T29.00_DRA_General
I | T29.00.019 | Pipe discounts can vary greatly. We have allowed a moderate discount. | T29.00_DRA_General
I | T29.00.022 | These rates are intended for commercial situations, with reasonable site access. | T29.00_DRA_General
I | T29.00.025 | <i>Increase</i> rates for residential work, and commercial sites with confined or congested working areas. | T29.00_DRA_General
I | T29.00.028 | <i>Decrease</i> rates for subdivisional work with long pipe runs and 'open fields' site | T29.00_DRA_General
I | T29.01.001 | Pipe Stiffness Rating | T29.00_DRA_General
I | T29.01.004 | <b>SN 4 and SN 6</b>—Domestic residential plumbing and drainage | T29.00_DRA_General
I | T29.01.007 | <b>SN8 and SN10</b>—General drainage and commercial installation | T29.00_DRA_General
I | T29.01.010 | <b>SN 16 and higher</b>—Territorial Authority works | T29.00_DRA_General
I | T29.01.013 | Trench Excavation | T29.01_DRA_Trenching
I | T29.01.016 | Rates for trench excavation include excavating by machine, backfilling with excavated material, maintaining sides of trench and removal of surplus material up to 5km from site. | T29.01_DRA_Trenching
I | T29.01.019 | Rates exclude any site problems, blasting or use of pneumatic tools. | T29.01_DRA_Trenching
I | T29.01.022 | Excavate Trench for 100mm–150mm dia pipe, Not Exceeding: | T29.01_DRA_Trenching
I | T29.01.025 | 1.5m total depth, average depth 1m, in | T29.01_DRA_Trenching
I | T29.01.028 | Light soil | T29.01_DRA_Trenching | m
B | Drainer | Drainlayer | 0.075 | hr/m3 | =GetRate("LAB1",$A1,2) | 0.6 | =PRODUCT(C1*E1,F1) | =G1
B | DrainLab | Drainlayers Labourer | 0.075 | hr/m3 | =GetRate("LAB1",$A2,2) | 0.6 | =PRODUCT(C2*E2,F2) | =G2
B | DrainEquip | Drainage Excavation and Compacting Equip | 0.075 | hr/m3 | =GetRate("RES1",$A3,2) | 0.6 | =PRODUCT(C3*E3,F3) | =G3
B |  | Bedding material
B |  | Margin | =GetValue("Builders margin",2) | % | =SubTotal(G1:G4) | 1 | =PRODUCT(C5*E5,F5) | =G5
I | T29.01.031 | Clay | T29.01_DRA_Trenching | m
B | Drainer | Drainlayer | 0.1 | hr/m3 | =GetRate("LAB1",$A1,2) | 0.6 | =PRODUCT(C1*E1,F1) | =G1
B | DrainLab | Drainlayers Labourer | 0.1 | hr/m3 | =GetRate("LAB1",$A2,2) | 0.6 | =PRODUCT(C2*E2,F2) | =G2
B | DrainEquip | Drainage Excavation and Compacting Equip | 0.1 | hr/m3 | =GetRate("RES1",$A3,2) | 0.6 | =PRODUCT(C3*E3,F3) | =G3
B |  | Bedding material
B |  | Margin | =GetValue("Builders margin",2) | % | =SubTotal(G1:G4) | 1 | =PRODUCT(C5*E5,F5) | =G5
I | T29.01.034 | Soft rock rippable | T29.01_DRA_Trenching | m
B | Drainer | Drainlayer | 0.15 | hr/m3 | =GetRate("LAB1",$A1,2) | 0.6 | =PRODUCT(C1*E1,F1) | =G1
B | DrainLab | Drainlayers Labourer | 0.15 | hr/m3 | =GetRate("LAB1",$A2,2) | 0.6 | =PRODUCT(C2*E2,F2) | =G2
B | DrainEquip | Drainage Excavation and Compacting Equip | 0.15 | hr/m3 | =GetRate("RES1",$A3,2) | 0.6 | =PRODUCT(C3*E3,F3) | =G3
B |  | Bedding material
B |  | Margin | =GetValue("Builders margin",2) | % | =SubTotal(G1:G4) | 1 | =PRODUCT(C5*E5,F5) | =G5
I | T29.01.037 | 3m total depth, average depth 2m, in | T29.01_DRA_Trenching
I | T29.01.040 | Light soil | T29.01_DRA_Trenching | m
B | Drainer | Drainlayer | 0.075 | hr/m3 | =GetRate("LAB1",$A1,2) | 2 | =PRODUCT(C1*E1,F1) | =G1
B | DrainLab | Drainlayers Labourer | 0.075 | hr/m3 | =GetRate("LAB1",$A2,2) | 2 | =PRODUCT(C2*E2,F2) | =G2
B | DrainEquip | Drainage Excavation and Compacting Equip | 0.075 | hr/m3 | =GetRate("RES1",$A3,2) | 2 | =PRODUCT(C3*E3,F3) | =G3
B |  | Bedding material
B |  | Margin | =GetValue("Builders margin",2) | % | =SubTotal(G1:G4) | 1 | =PRODUCT(C5*E5,F5) | =G5
I | T29.01.043 | Clay | T29.01_DRA_Trenching | m
B | Drainer | Drainlayer | 0.1 | hr/m3 | =GetRate("LAB1",$A1,2) | 2 | =PRODUCT(C1*E1,F1) | =G1
B | DrainLab | Drainlayers Labourer | 0.1 | hr/m3 | =GetRate("LAB1",$A2,2) | 2 | =PRODUCT(C2*E2,F2) | =G2
B | DrainEquip | Drainage Excavation and Compacting Equip | 0.1 | hr/m3 | =GetRate("RES1",$A3,2) | 2 | =PRODUCT(C3*E3,F3) | =G3
B |  | Bedding material
B |  | Margin | =GetValue("Builders margin",2) | % | =SubTotal(G1:G4) | 1 | =PRODUCT(C5*E5,F5) | =G5
I | T29.01.046 | Soft rock rippable | T29.01_DRA_Trenching | m
B | Drainer | Drainlayer | 0.15 | hr/m3 | =GetRate("LAB1",$A1,2) | 2 | =PRODUCT(C1*E1,F1) | =G1
B | DrainLab | Drainlayers Labourer | 0.15 | hr/m3 | =GetRate("LAB1",$A2,2) | 2 | =PRODUCT(C2*E2,F2) | =G2
B | DrainEquip | Drainage Excavation and Compacting Equip | 0.15 | hr/m3 | =GetRate("RES1",$A3,2) | 2 | =PRODUCT(C3*E3,F3) | =G3
B |  | Bedding material
B |  | Margin | =GetValue("Builders margin",2) | % | =SubTotal(G1:G4) | 1 | =PRODUCT(C5*E5,F5) | =G5
I | T29.01.049 | 4.5m total depth, average depth 4m, in | T29.01_DRA_Trenching
I | T29.01.052 | Light soil | T29.01_DRA_Trenching | m
B | Drainer | Drainlayer | 0.075 | hr/m3 | =GetRate("LAB1",$A1,2) | 4 | =PRODUCT(C1*E1,F1) | =G1
B | DrainLab | Drainlayers Labourer | 0.075 | hr/m3 | =GetRate("LAB1",$A2,2) | 4 | =PRODUCT(C2*E2,F2) | =G2
B | DrainEquip | Drainage Excavation and Compacting Equip | 0.075 | hr/m3 | =GetRate("RES1",$A3,2) | 4 | =PRODUCT(C3*E3,F3) | =G3
B |  | Bedding material
B |  | Margin | =GetValue("Builders margin",2) | % | =SubTotal(G1:G4) | 1 | =PRODUCT(C5*E5,F5) | =G5
I | T29.01.055 | Clay | T29.01_DRA_Trenching | m
B | Drainer | Drainlayer | 0.1 | hr/m3 | =GetRate("LAB1",$A1,2) | 4 | =PRODUCT(C1*E1,F1) | =G1
B | DrainLab | Drainlayers Labourer | 0.1 | hr/m3 | =GetRate("LAB1",$A2,2) | 4 | =PRODUCT(C2*E2,F2) | =G2
B | DrainEquip | Drainage Excavation and Compacting Equip | 0.1 | hr/m3 | =GetRate("RES1",$A3,2) | 4 | =PRODUCT(C3*E3,F3) | =G3
B |  | Bedding material
B |  | Margin | =GetValue("Builders margin",2) | % | =SubTotal(G1:G4) | 1 | =PRODUCT(C5*E5,F5) | =G5
I | T29.01.058 | Soft rock, rippable | T29.01_DRA_Trenching | m
B | Drainer | Drainlayer | 0.15 | hr/m3 | =GetRate("LAB1",$A1,2) | 4 | =PRODUCT(C1*E1,F1) | =G1
B | DrainLab | Drainlayers Labourer | 0.15 | hr/m3 | =GetRate("LAB1",$A2,2) | 4 | =PRODUCT(C2*E2,F2) | =G2
B | DrainEquip | Drainage Excavation and Compacting Equip | 0.15 | hr/m3 | =GetRate("RES1",$A3,2) | 4 | =PRODUCT(C3*E3,F3) | =G3
B |  | Bedding material
B |  | Margin | =GetValue("Builders margin",2) | % | =SubTotal(G1:G4) | 1 | =PRODUCT(C5*E5,F5) | =G5
I | T29.01.061 | Excavate Trench for 175mm–250mm dia pipe, | T29.01_DRA_Trenching
I | T29.01.064 | 1.5m total depth, average depth 1m, in | T29.01_DRA_Trenching
I | T29.01.067 | Light soil | T29.01_DRA_Trenching | m
B | Drainer | Drainlayer | 0.075 | hr/m3 | =GetRate("LAB1",$A1,2) | 1 | =PRODUCT(C1*E1,F1) | =G1
B | DrainLab | Drainlayers Labourer | 0.075 | hr/m3 | =GetRate("LAB1",$A2,2) | 1 | =PRODUCT(C2*E2,F2) | =G2
B | DrainEquip | Drainage Excavation and Compacting Equip | 0.075 | hr/m3 | =GetRate("RES1",$A3,2) | 1 | =PRODUCT(C3*E3,F3) | =G3
B |  | Bedding material
B |  | Margin | =GetValue("Builders margin",2) | % | =SubTotal(G1:G4) | 1 | =PRODUCT(C5*E5,F5) | =G5
I | T29.01.070 | Clay | T29.01_DRA_Trenching | m
B | Drainer | Drainlayer | 0.1 | hr/m3 | =GetRate("LAB1",$A1,2) | 1 | =PRODUCT(C1*E1,F1) | =G1
B | DrainLab | Drainlayers Labourer | 0.1 | hr/m3 | =GetRate("LAB1",$A2,2) | 1 | =PRODUCT(C2*E2,F2) | =G2
B | DrainEquip | Drainage Excavation and Compacting Equip | 0.1 | hr/m3 | =GetRate("RES1",$A3,2) | 1 | =PRODUCT(C3*E3,F3) | =G3
B |  | Bedding material
B |  | Margin | =GetValue("Builders margin",2) | % | =SubTotal(G1:G4) | 1 | =PRODUCT(C5*E5,F5) | =G5
I | T29.01.073 | Soft rock rippable | T29.01_DRA_Trenching | m
B | Drainer | Drainlayer | 0.15 | hr/m3 | =GetRate("LAB1",$A1,2) | 1 | =PRODUCT(C1*E1,F1) | =G1
B | DrainLab | Drainlayers Labourer | 0.15 | hr/m3 | =GetRate("LAB1",$A2,2) | 1 | =PRODUCT(C2*E2,F2) | =G2
B | DrainEquip | Drainage Excavation and Compacting Equip | 0.15 | hr/m3 | =GetRate("RES1",$A3,2) | 1 | =PRODUCT(C3*E3,F3) | =G3
B |  | Bedding material
B |  | Margin | =GetValue("Builders margin",2) | % | =SubTotal(G1:G4) | 1 | =PRODUCT(C5*E5,F5) | =G5
I | T29.01.076 | 3m total depth, average depth 2m, in | T29.01_DRA_Trenching
I | T29.01.079 | Light soil | T29.01_DRA_Trenching | m
B | Drainer | Drainlayer | 0.075 | hr/m3 | =GetRate("LAB1",$A1,2) | 2.2 | =PRODUCT(C1*E1,F1) | =G1
B | DrainLab | Drainlayers Labourer | 0.075 | hr/m3 | =GetRate("LAB1",$A2,2) | 2.2 | =PRODUCT(C2*E2,F2) | =G2
B | DrainEquip | Drainage Excavation and Compacting Equip | 0.075 | hr/m3 | =GetRate("RES1",$A3,2) | 2.2 | =PRODUCT(C3*E3,F3) | =G3
B |  | Bedding material
B |  | Margin | =GetValue("Builders margin",2) | % | =SubTotal(G1:G4) | 1 | =PRODUCT(C5*E5,F5) | =G5
I | T29.01.082 | Clay | T29.01_DRA_Trenching | m
B | Drainer | Drainlayer | 0.1 | hr/m3 | =GetRate("LAB1",$A1,2) | 2.2 | =PRODUCT(C1*E1,F1) | =G1
B | DrainLab | Drainlayers Labourer | 0.1 | hr/m3 | =GetRate("LAB1",$A2,2) | 2.2 | =PRODUCT(C2*E2,F2) | =G2
B | DrainEquip | Drainage Excavation and Compacting Equip | 0.1 | hr/m3 | =GetRate("RES1",$A3,2) | 2.2 | =PRODUCT(C3*E3,F3) | =G3
B |  | Bedding material
B |  | Margin | =GetValue("Builders margin",2) | % | =SubTotal(G1:G4) | 1 | =PRODUCT(C5*E5,F5) | =G5
I | T29.01.085 | Soft rock rippable | T29.01_DRA_Trenching | m
B | Drainer | Drainlayer | 0.15 | hr/m3 | =GetRate("LAB1",$A1,2) | 2.2 | =PRODUCT(C1*E1,F1) | =G1
B | DrainLab | Drainlayers Labourer | 0.15 | hr/m3 | =GetRate("LAB1",$A2,2) | 2.2 | =PRODUCT(C2*E2,F2) | =G2
B | DrainEquip | Drainage Excavation and Compacting Equip | 0.15 | hr/m3 | =GetRate("RES1",$A3,2) | 2.2 | =PRODUCT(C3*E3,F3) | =G3
B |  | Bedding material
B |  | Margin | =GetValue("Builders margin",2) | % | =SubTotal(G1:G4) | 1 | =PRODUCT(C5*E5,F5) | =G5
I | T29.01.088 | 4.5m total depth, average depth 4m, in | T29.01_DRA_Trenching
I | T29.01.091 | Light soil | T29.01_DRA_Trenching | m
B | Drainer | Drainlayer | 0.075 | hr/m3 | =GetRate("LAB1",$A1,2) | 4.4 | =PRODUCT(C1*E1,F1) | =G1
B | DrainLab | Drainlayers Labourer | 0.075 | hr/m3 | =GetRate("LAB1",$A2,2) | 4.4 | =PRODUCT(C2*E2,F2) | =G2
B | DrainEquip | Drainage Excavation and Compacting Equip | 0.075 | hr/m3 | =GetRate("RES1",$A3,2) | 4.4 | =PRODUCT(C3*E3,F3) | =G3
B |  | Bedding material
B |  | Margin | =GetValue("Builders margin",2) | % | =SubTotal(G1:G4) | 1 | =PRODUCT(C5*E5,F5) | =G5
I | T29.01.094 | Clay | T29.01_DRA_Trenching | m
B | Drainer | Drainlayer | 0.1 | hr/m3 | =GetRate("LAB1",$A1,2) | 4.4 | =PRODUCT(C1*E1,F1) | =G1
B | DrainLab | Drainlayers Labourer | 0.1 | hr/m3 | =GetRate("LAB1",$A2,2) | 4.4 | =PRODUCT(C2*E2,F2) | =G2
B | DrainEquip | Drainage Excavation and Compacting Equip | 0.1 | hr/m3 | =GetRate("RES1",$A3,2) | 4.4 | =PRODUCT(C3*E3,F3) | =G3
B |  | Bedding material
B |  | Margin | =GetValue("Builders margin",2) | % | =SubTotal(G1:G4) | 1 | =PRODUCT(C5*E5,F5) | =G5
I | T29.01.097 | Soft rock, rippable | T29.01_DRA_Trenching | m
B | Drainer | Drainlayer | 0.15 | hr/m3 | =GetRate("LAB1",$A1,2) | 4.4 | =PRODUCT(C1*E1,F1) | =G1
B | DrainLab | Drainlayers Labourer | 0.15 | hr/m3 | =GetRate("LAB1",$A2,2) | 4.4 | =PRODUCT(C2*E2,F2) | =G2
B | DrainEquip | Drainage Excavation and Compacting Equip | 0.15 | hr/m3 | =GetRate("RES1",$A3,2) | 4.4 | =PRODUCT(C3*E3,F3) | =G3
B |  | Bedding material
B |  | Margin | =GetValue("Builders margin",2) | % | =SubTotal(G1:G4) | 1 | =PRODUCT(C5*E5,F5) | =G5
I | T29.01.100 | Excavate Trench for 300mm dia pipe, | T29.01_DRA_Trenching
I | T29.01.103 | 1.5m total depth, average depth 1m, in | T29.01_DRA_Trenching
I | T29.01.106 | Light soil | T29.01_DRA_Trenching | m
B | Drainer | Drainlayer | 0.075 | hr/m3 | =GetRate("LAB1",$A1,2) | 1.1 | =PRODUCT(C1*E1,F1) | =G1
B | DrainLab | Drainlayers Labourer | 0.075 | hr/m3 | =GetRate("LAB1",$A2,2) | 1.1 | =PRODUCT(C2*E2,F2) | =G2
B | DrainEquip | Drainage Excavation and Compacting Equip | 0.075 | hr/m3 | =GetRate("RES1",$A3,2) | 1.1 | =PRODUCT(C3*E3,F3) | =G3
B |  | Bedding material
B |  | Margin | =GetValue("Builders margin",2) | % | =SubTotal(G1:G4) | 1 | =PRODUCT(C5*E5,F5) | =G5
I | T29.01.109 | Clay | T29.01_DRA_Trenching | m
B | Drainer | Drainlayer | 0.1 | hr/m3 | =GetRate("LAB1",$A1,2) | 1.1 | =PRODUCT(C1*E1,F1) | =G1
B | DrainLab | Drainlayers Labourer | 0.1 | hr/m3 | =GetRate("LAB1",$A2,2) | 1.1 | =PRODUCT(C2*E2,F2) | =G2
B | DrainEquip | Drainage Excavation and Compacting Equip | 0.1 | hr/m3 | =GetRate("RES1",$A3,2) | 1.1 | =PRODUCT(C3*E3,F3) | =G3
B |  | Bedding material
B |  | Margin | =GetValue("Builders margin",2) | % | =SubTotal(G1:G4) | 1 | =PRODUCT(C5*E5,F5) | =G5
I | T29.01.112 | Soft rock rippable | T29.01_DRA_Trenching | m
B | Drainer | Drainlayer | 0.15 | hr/m3 | =GetRate("LAB1",$A1,2) | 1.1 | =PRODUCT(C1*E1,F1) | =G1
B | DrainLab | Drainlayers Labourer | 0.15 | hr/m3 | =GetRate("LAB1",$A2,2) | 1.1 | =PRODUCT(C2*E2,F2) | =G2
B | DrainEquip | Drainage Excavation and Compacting Equip | 0.15 | hr/m3 | =GetRate("RES1",$A3,2) | 1.1 | =PRODUCT(C3*E3,F3) | =G3
B |  | Bedding material
B |  | Margin | =GetValue("Builders margin",2) | % | =SubTotal(G1:G4) | 1 | =PRODUCT(C5*E5,F5) | =G5
I | T29.01.115 | 3m total depth, average depth 2m, in | T29.01_DRA_Trenching
I | T29.01.118 | Light soil | T29.01_DRA_Trenching | m
B | Drainer | Drainlayer | 0.075 | hr/m3 | =GetRate("LAB1",$A1,2) | 2.4 | =PRODUCT(C1*E1,F1) | =G1
B | DrainLab | Drainlayers Labourer | 0.075 | hr/m3 | =GetRate("LAB1",$A2,2) | 2.4 | =PRODUCT(C2*E2,F2) | =G2
B | DrainEquip | Drainage Excavation and Compacting Equip | 0.075 | hr/m3 | =GetRate("RES1",$A3,2) | 2.4 | =PRODUCT(C3*E3,F3) | =G3
B |  | Bedding material
B |  | Margin | =GetValue("Builders margin",2) | % | =SubTotal(G1:G4) | 1 | =PRODUCT(C5*E5,F5) | =G5
I | T29.01.121 | Clay | T29.01_DRA_Trenching | m
B | Drainer | Drainlayer | 0.1 | hr/m3 | =GetRate("LAB1",$A1,2) | 2.4 | =PRODUCT(C1*E1,F1) | =G1
B | DrainLab | Drainlayers Labourer | 0.1 | hr/m3 | =GetRate("LAB1",$A2,2) | 2.4 | =PRODUCT(C2*E2,F2) | =G2
B | DrainEquip | Drainage Excavation and Compacting Equip | 0.1 | hr/m3 | =GetRate("RES1",$A3,2) | 2.4 | =PRODUCT(C3*E3,F3) | =G3
B |  | Bedding material
B |  | Margin | =GetValue("Builders margin",2) | % | =SubTotal(G1:G4) | 1 | =PRODUCT(C5*E5,F5) | =G5
I | T29.01.124 | Soft rock rippable | T29.01_DRA_Trenching | m
B | Drainer | Drainlayer | 0.15 | hr/m3 | =GetRate("LAB1",$A1,2) | 2.4 | =PRODUCT(C1*E1,F1) | =G1
B | DrainLab | Drainlayers Labourer | 0.15 | hr/m3 | =GetRate("LAB1",$A2,2) | 2.4 | =PRODUCT(C2*E2,F2) | =G2
B | DrainEquip | Drainage Excavation and Compacting Equip | 0.15 | hr/m3 | =GetRate("RES1",$A3,2) | 2.4 | =PRODUCT(C3*E3,F3) | =G3
B |  | Bedding material
B |  | Margin | =GetValue("Builders margin",2) | % | =SubTotal(G1:G4) | 1 | =PRODUCT(C5*E5,F5) | =G5
I | T29.01.127 | 4.5m total depth, average depth 4m, in | T29.01_DRA_Trenching
I | T29.01.130 | Light soil | T29.01_DRA_Trenching | m
B | Drainer | Drainlayer | 0.075 | hr/m3 | =GetRate("LAB1",$A1,2) | 4.8 | =PRODUCT(C1*E1,F1) | =G1
B | DrainLab | Drainlayers Labourer | 0.075 | hr/m3 | =GetRate("LAB1",$A2,2) | 4.8 | =PRODUCT(C2*E2,F2) | =G2
B | DrainEquip | Drainage Excavation and Compacting Equip | 0.075 | hr/m3 | =GetRate("RES1",$A3,2) | 4.8 | =PRODUCT(C3*E3,F3) | =G3
B |  | Bedding material
B |  | Margin | =GetValue("Builders margin",2) | % | =SubTotal(G1:G4) | 1 | =PRODUCT(C5*E5,F5) | =G5
I | T29.01.133 | Clay | T29.01_DRA_Trenching | m
B | Drainer | Drainlayer | 0.1 | hr/m3 | =GetRate("LAB1",$A1,2) | 4.8 | =PRODUCT(C1*E1,F1) | =G1
B | DrainLab | Drainlayers Labourer | 0.1 | hr/m3 | =GetRate("LAB1",$A2,2) | 4.8 | =PRODUCT(C2*E2,F2) | =G2
B | DrainEquip | Drainage Excavation and Compacting Equip | 0.1 | hr/m3 | =GetRate("RES1",$A3,2) | 4.8 | =PRODUCT(C3*E3,F3) | =G3
B |  | Bedding material
B |  | Margin | =GetValue("Builders margin",2) | % | =SubTotal(G1:G4) | 1 | =PRODUCT(C5*E5,F5) | =G5
I | T29.01.136 | Soft rock, rippable | T29.01_DRA_Trenching | m
B | Drainer | Drainlayer | 0.15 | hr/m3 | =GetRate("LAB1",$A1,2) | 4.8 | =PRODUCT(C1*E1,F1) | =G1
B | DrainLab | Drainlayers Labourer | 0.15 | hr/m3 | =GetRate("LAB1",$A2,2) | 4.8 | =PRODUCT(C2*E2,F2) | =G2
B | DrainEquip | Drainage Excavation and Compacting Equip | 0.15 | hr/m3 | =GetRate("RES1",$A3,2) | 4.8 | =PRODUCT(C3*E3,F3) | =G3
B |  | Bedding material
B |  | Margin | =GetValue("Builders margin",2) | % | =SubTotal(G1:G4) | 1 | =PRODUCT(C5*E5,F5) | =G5
I | T29.01.139 | Excavate Trench for 600mm dia pipe, | T29.01_DRA_Trenching
I | T29.01.142 | 3m total depth, average depth 2m, in | T29.01_DRA_Trenching
I | T29.01.145 | Light soil | T29.01_DRA_Trenching | m
B | Drainer | Drainlayer | 0.075 | hr/m3 | =GetRate("LAB1",$A1,2) | 2.4 | =PRODUCT(C1*E1,F1) | =G1
B | DrainLab | Drainlayers Labourer | 0.075 | hr/m3 | =GetRate("LAB1",$A2,2) | 2.4 | =PRODUCT(C2*E2,F2) | =G2
B | DrainEquip | Drainage Excavation and Compacting Equip | 0.075 | hr/m3 | =GetRate("RES1",$A3,2) | 2.4 | =PRODUCT(C3*E3,F3) | =G3
B |  | Bedding material
B |  | Margin | =GetValue("Builders margin",2) | % | =SubTotal(G1:G4) | 1 | =PRODUCT(C5*E5,F5) | =G5
I | T29.01.148 | Clay | T29.01_DRA_Trenching | m
B | Drainer | Drainlayer | 0.1 | hr/m3 | =GetRate("LAB1",$A1,2) | 2.4 | =PRODUCT(C1*E1,F1) | =G1
B | DrainLab | Drainlayers Labourer | 0.1 | hr/m3 | =GetRate("LAB1",$A2,2) | 2.4 | =PRODUCT(C2*E2,F2) | =G2
B | DrainEquip | Drainage Excavation and Compacting Equip | 0.1 | hr/m3 | =GetRate("RES1",$A3,2) | 2.4 | =PRODUCT(C3*E3,F3) | =G3
B |  | Bedding material
B |  | Margin | =GetValue("Builders margin",2) | % | =SubTotal(G1:G4) | 1 | =PRODUCT(C5*E5,F5) | =G5
I | T29.01.151 | Soft rock rippable | T29.01_DRA_Trenching | m
B | Drainer | Drainlayer | 0.15 | hr/m3 | =GetRate("LAB1",$A1,2) | 2.4 | =PRODUCT(C1*E1,F1) | =G1
B | DrainLab | Drainlayers Labourer | 0.15 | hr/m3 | =GetRate("LAB1",$A2,2) | 2.4 | =PRODUCT(C2*E2,F2) | =G2
B | DrainEquip | Drainage Excavation and Compacting Equip | 0.15 | hr/m3 | =GetRate("RES1",$A3,2) | 2.4 | =PRODUCT(C3*E3,F3) | =G3
B |  | Bedding material
B |  | Margin | =GetValue("Builders margin",2) | % | =SubTotal(G1:G4) | 1 | =PRODUCT(C5*E5,F5) | =G5
I | T29.01.154 | 4.5m total depth, average depth 4m, in | T29.01_DRA_Trenching
I | T29.01.157 | Light soil | T29.01_DRA_Trenching | m
B | Drainer | Drainlayer | 0.075 | hr/m3 | =GetRate("LAB1",$A1,2) | 4.8 | =PRODUCT(C1*E1,F1) | =G1
B | DrainLab | Drainlayers Labourer | 0.075 | hr/m3 | =GetRate("LAB1",$A2,2) | 4.8 | =PRODUCT(C2*E2,F2) | =G2
B | DrainEquip | Drainage Excavation and Compacting Equip | 0.075 | hr/m3 | =GetRate("RES1",$A3,2) | 4.8 | =PRODUCT(C3*E3,F3) | =G3
B |  | Bedding material
B |  | Margin | =GetValue("Builders margin",2) | % | =SubTotal(G1:G4) | 1 | =PRODUCT(C5*E5,F5) | =G5
I | T29.01.160 | Clay | T29.01_DRA_Trenching | m
B | Drainer | Drainlayer | 0.1 | hr/m3 | =GetRate("LAB1",$A1,2) | 4.8 | =PRODUCT(C1*E1,F1) | =G1
B | DrainLab | Drainlayers Labourer | 0.1 | hr/m3 | =GetRate("LAB1",$A2,2) | 4.8 | =PRODUCT(C2*E2,F2) | =G2
B | DrainEquip | Drainage Excavation and Compacting Equip | 0.1 | hr/m3 | =GetRate("RES1",$A3,2) | 4.8 | =PRODUCT(C3*E3,F3) | =G3
B |  | Bedding material
B |  | Margin | =GetValue("Builders margin",2) | % | =SubTotal(G1:G4) | 1 | =PRODUCT(C5*E5,F5) | =G5
I | T29.01.163 | Soft rock, rippable | T29.01_DRA_Trenching | m
B | Drainer | Drainlayer | 0.15 | hr/m3 | =GetRate("LAB1",$A1,2) | 4.8 | =PRODUCT(C1*E1,F1) | =G1
B | DrainLab | Drainlayers Labourer | 0.15 | hr/m3 | =GetRate("LAB1",$A2,2) | 4.8 | =PRODUCT(C2*E2,F2) | =G2
B | DrainEquip | Drainage Excavation and Compacting Equip | 0.15 | hr/m3 | =GetRate("RES1",$A3,2) | 4.8 | =PRODUCT(C3*E3,F3) | =G3
B |  | Bedding material
B |  | Margin | =GetValue("Builders margin",2) | % | =SubTotal(G1:G4) | 1 | =PRODUCT(C5*E5,F5) | =G5
I | T29.01.166 | Excavate Trench for 900mm dia pipe, | T29.01_DRA_Trenching
I | T29.01.169 | 3m total depth, average depth 2m, in | T29.01_DRA_Trenching
I | T29.01.172 | Light soil | T29.01_DRA_Trenching | m
B | Drainer | Drainlayer | 0.075 | hr/m3 | =GetRate("LAB1",$A1,2) | 3 | =PRODUCT(C1*E1,F1) | =G1
B | DrainLab | Drainlayers Labourer | 0.075 | hr/m3 | =GetRate("LAB1",$A2,2) | 3 | =PRODUCT(C2*E2,F2) | =G2
B | DrainEquip | Drainage Excavation and Compacting Equip | 0.075 | hr/m3 | =GetRate("RES1",$A3,2) | 3 | =PRODUCT(C3*E3,F3) | =G3
B |  | Bedding material
B |  | Margin | =GetValue("Builders margin",2) | % | =SubTotal(G1:G4) | 1 | =PRODUCT(C5*E5,F5) | =G5
I | T29.01.175 | Clay | T29.01_DRA_Trenching | m
B | Drainer | Drainlayer | 0.1 | hr/m3 | =GetRate("LAB1",$A1,2) | 3 | =PRODUCT(C1*E1,F1) | =G1
B | DrainLab | Drainlayers Labourer | 0.1 | hr/m3 | =GetRate("LAB1",$A2,2) | 3 | =PRODUCT(C2*E2,F2) | =G2
B | DrainEquip | Drainage Excavation and Compacting Equip | 0.1 | hr/m3 | =GetRate("RES1",$A3,2) | 3 | =PRODUCT(C3*E3,F3) | =G3
B |  | Bedding material
B |  | Margin | =GetValue("Builders margin",2) | % | =SubTotal(G1:G4) | 1 | =PRODUCT(C5*E5,F5) | =G5
I | T29.01.178 | Soft rock rippable | T29.01_DRA_Trenching | m
B | Drainer | Drainlayer | 0.15 | hr/m3 | =GetRate("LAB1",$A1,2) | 3 | =PRODUCT(C1*E1,F1) | =G1
B | DrainLab | Drainlayers Labourer | 0.15 | hr/m3 | =GetRate("LAB1",$A2,2) | 3 | =PRODUCT(C2*E2,F2) | =G2
B | DrainEquip | Drainage Excavation and Compacting Equip | 0.15 | hr/m3 | =GetRate("RES1",$A3,2) | 3 | =PRODUCT(C3*E3,F3) | =G3
B |  | Bedding material
B |  | Margin | =GetValue("Builders margin",2) | % | =SubTotal(G1:G4) | 1 | =PRODUCT(C5*E5,F5) | =G5
I | T29.01.181 | 4.5m total depth, average depth 4m, in | T29.01_DRA_Trenching
I | T29.01.184 | Light soil | T29.01_DRA_Trenching | m
B | Drainer | Drainlayer | 0.075 | hr/m3 | =GetRate("LAB1",$A1,2) | 6 | =PRODUCT(C1*E1,F1) | =G1
B | DrainLab | Drainlayers Labourer | 0.075 | hr/m3 | =GetRate("LAB1",$A2,2) | 6 | =PRODUCT(C2*E2,F2) | =G2
B | DrainEquip | Drainage Excavation and Compacting Equip | 0.075 | hr/m3 | =GetRate("RES1",$A3,2) | 6 | =PRODUCT(C3*E3,F3) | =G3
B |  | Bedding material
B |  | Margin | =GetValue("Builders margin",2) | % | =SubTotal(G1:G4) | 1 | =PRODUCT(C5*E5,F5) | =G5
I | T29.01.187 | Clay | T29.01_DRA_Trenching | m
B | Drainer | Drainlayer | 0.1 | hr/m3 | =GetRate("LAB1",$A1,2) | 6 | =PRODUCT(C1*E1,F1) | =G1
B | DrainLab | Drainlayers Labourer | 0.1 | hr/m3 | =GetRate("LAB1",$A2,2) | 6 | =PRODUCT(C2*E2,F2) | =G2
B | DrainEquip | Drainage Excavation and Compacting Equip | 0.1 | hr/m3 | =GetRate("RES1",$A3,2) | 6 | =PRODUCT(C3*E3,F3) | =G3
B |  | Bedding material
B |  | Margin | =GetValue("Builders margin",2) | % | =SubTotal(G1:G4) | 1 | =PRODUCT(C5*E5,F5) | =G5
I | T29.01.190 | Soft rock, rippable | T29.01_DRA_Trenching | m
B | Drainer | Drainlayer | 0.15 | hr/m3 | =GetRate("LAB1",$A1,2) | 6 | =PRODUCT(C1*E1,F1) | =G1
B | DrainLab | Drainlayers Labourer | 0.15 | hr/m3 | =GetRate("LAB1",$A2,2) | 6 | =PRODUCT(C2*E2,F2) | =G2
B | DrainEquip | Drainage Excavation and Compacting Equip | 0.15 | hr/m3 | =GetRate("RES1",$A3,2) | 6 | =PRODUCT(C3*E3,F3) | =G3
B |  | Bedding material
B |  | Margin | =GetValue("Builders margin",2) | % | =SubTotal(G1:G4) | 1 | =PRODUCT(C5*E5,F5) | =G5
I | T29.01.193 | Excavate Trench for 1200mm dia pipe, | T29.01_DRA_Trenching
I | T29.01.196 | 4.5m total depth, average depth 4m, in | T29.01_DRA_Trenching
I | T29.01.199 | Light soil | T29.01_DRA_Trenching | m
B | Drainer | Drainlayer | 0.075 | hr/m3 | =GetRate("LAB1",$A1,2) | 7.6 | =PRODUCT(C1*E1,F1) | =G1
B | DrainLab | Drainlayers Labourer | 0.075 | hr/m3 | =GetRate("LAB1",$A2,2) | 7.6 | =PRODUCT(C2*E2,F2) | =G2
B | DrainEquip | Drainage Excavation and Compacting Equip | 0.075 | hr/m3 | =GetRate("RES1",$A3,2) | 7.6 | =PRODUCT(C3*E3,F3) | =G3
B |  | Bedding material
B |  | Margin | =GetValue("Builders margin",2) | % | =SubTotal(G1:G4) | 1 | =PRODUCT(C5*E5,F5) | =G5
I | T29.01.202 | Clay | T29.01_DRA_Trenching | m
B | Drainer | Drainlayer | 0.1 | hr/m3 | =GetRate("LAB1",$A1,2) | 7.6 | =PRODUCT(C1*E1,F1) | =G1
B | DrainLab | Drainlayers Labourer | 0.1 | hr/m3 | =GetRate("LAB1",$A2,2) | 7.6 | =PRODUCT(C2*E2,F2) | =G2
B | DrainEquip | Drainage Excavation and Compacting Equip | 0.1 | hr/m3 | =GetRate("RES1",$A3,2) | 7.6 | =PRODUCT(C3*E3,F3) | =G3
B |  | Bedding material
B |  | Margin | =GetValue("Builders margin",2) | % | =SubTotal(G1:G4) | 1 | =PRODUCT(C5*E5,F5) | =G5
I | T29.01.205 | Soft rock, rippable | T29.01_DRA_Trenching | m
B | Drainer | Drainlayer | 0.15 | hr/m3 | =GetRate("LAB1",$A1,2) | 7.6 | =PRODUCT(C1*E1,F1) | =G1
B | DrainLab | Drainlayers Labourer | 0.15 | hr/m3 | =GetRate("LAB1",$A2,2) | 7.6 | =PRODUCT(C2*E2,F2) | =G2
B | DrainEquip | Drainage Excavation and Compacting Equip | 0.15 | hr/m3 | =GetRate("RES1",$A3,2) | 7.6 | =PRODUCT(C3*E3,F3) | =G3
B |  | Bedding material
B |  | Margin | =GetValue("Builders margin",2) | % | =SubTotal(G1:G4) | 1 | =PRODUCT(C5*E5,F5) | =G5
I | T29.01.208 | Excavate Trench, in hard rock, various pipe sizes | T29.01_DRA_Trenching
I | T29.01.211 | 1.5m total depth, average depth 1m, low | T29.01_DRA_Trenching | m3
B | Drainer | Drainlayer | 2.5 | hr/m3 | =GetRate("LAB1",$A1,2) | 1 | =PRODUCT(C1*E1,F1) | =G1
B | DrainLab | Drainlayers Labourer | 2.5 | hr/m3 | =GetRate("LAB1",$A2,2) | 1 | =PRODUCT(C2*E2,F2) | =G2
B | DrainEquip | Drainage Excavation and Compacting Equip | 2.5 | hr/m3 | =GetRate("RES1",$A3,2) | 1 | =PRODUCT(C3*E3,F3) | =G3
B | PEX018 | Rock breaker 6t | 2.5 | hr/m3 | =GetRate("PLT",$A4,2) | 1 | =PRODUCT(C4*E4,F4) | =G4
B |  | Margin | =GetValue("Builders margin",2) | % | =SubTotal(G1:G4) | 1 | =PRODUCT(C5*E5,F5) | =G5
I | T29.01.214 | 1.5m total depth, average depth 1m, high | T29.01_DRA_Trenching | m3
B | Drainer | Drainlayer | 10 | hr/m3 | =GetRate("LAB1",$A1,2) | 1 | =PRODUCT(C1*E1,F1) | =G1
B | DrainLab | Drainlayers Labourer | 10 | hr/m3 | =GetRate("LAB1",$A2,2) | 1 | =PRODUCT(C2*E2,F2) | =G2
B | DrainEquip | Drainage Excavation and Compacting Equip | 10 | hr/m3 | =GetRate("RES1",$A3,2) | 1 | =PRODUCT(C3*E3,F3) | =G3
B | PEX018 | Rock breaker 6t | 10 | hr/m3 | =GetRate("PLT",$A4,2) | 1 | =PRODUCT(C4*E4,F4) | =G4
B |  | Margin | =GetValue("Builders margin",2) | % | =SubTotal(G1:G4) | 1 | =PRODUCT(C5*E5,F5) | =G5
I | T29.01.217 | 3m total depth, average depth 2m, low | T29.01_DRA_Trenching | m3
B | Drainer | Drainlayer | 3.5 | hr/m3 | =GetRate("LAB1",$A1,2) | 1 | =PRODUCT(C1*E1,F1) | =G1
B | DrainLab | Drainlayers Labourer | 3.5 | hr/m3 | =GetRate("LAB1",$A2,2) | 1 | =PRODUCT(C2*E2,F2) | =G2
B | DrainEquip | Drainage Excavation and Compacting Equip | 3.5 | hr/m3 | =GetRate("RES1",$A3,2) | 1 | =PRODUCT(C3*E3,F3) | =G3
B | PEX018 | Rock breaker 6t | 3.5 | hr/m3 | =GetRate("PLT",$A4,2) | 1 | =PRODUCT(C4*E4,F4) | =G4
B |  | Margin | =GetValue("Builders margin",2) | % | =SubTotal(G1:G4) | 1 | =PRODUCT(C5*E5,F5) | =G5
I | T29.01.220 | 3m total depth, average depth 2m, high | T29.01_DRA_Trenching | m3
B | Drainer | Drainlayer | 12.5 | hr/m3 | =GetRate("LAB1",$A1,2) | 1 | =PRODUCT(C1*E1,F1) | =G1
B | DrainLab | Drainlayers Labourer | 12.5 | hr/m3 | =GetRate("LAB1",$A2,2) | 1 | =PRODUCT(C2*E2,F2) | =G2
B | DrainEquip | Drainage Excavation and Compacting Equip | 12.5 | hr/m3 | =GetRate("RES1",$A3,2) | 1 | =PRODUCT(C3*E3,F3) | =G3
B | PEX018 | Rock breaker 6t | 12.5 | hr/m3 | =GetRate("PLT",$A4,2) | 1 | =PRODUCT(C4*E4,F4) | =G4
B |  | Margin | =GetValue("Builders margin",2) | % | =SubTotal(G1:G4) | 1 | =PRODUCT(C5*E5,F5) | =G5
I | T29.01.223 | Excavate Trench or Pits By Hand for 100mm dia pipe, not exceeding 1.5m total depth, average depth 1m, in | T29.01_DRA_Trenching
I | T29.01.226 | Light soil | T29.01_DRA_Trenching | m
B | Drainer | Drainlayer | 0.6 | hr/m3 | =GetRate("LAB1",$A1,2) | 0.6 | =PRODUCT(C1*E1,F1) | =G1
B | DrainLab | Drainlayers Labourer | 0.6 | hr/m3 | =GetRate("LAB1",$A2,2) | 0.6 | =PRODUCT(C2*E2,F2) | =G2
B |  | Margin | =GetValue("Builders margin",2) | % | =SubTotal(G1:G2) | 1 | =PRODUCT(C3*E3,F3) | =G3
I | T29.01.229 | Clay | T29.01_DRA_Trenching | m
B | Drainer | Drainlayer | 1.65 | hr/m3 | =GetRate("LAB1",$A1,2) | 0.6 | =PRODUCT(C1*E1,F1) | =G1
B | DrainLab | Drainlayers Labourer | 1.65 | hr/m3 | =GetRate("LAB1",$A2,2) | 0.6 | =PRODUCT(C2*E2,F2) | =G2
B |  | Margin | =GetValue("Builders margin",2) | % | =SubTotal(G1:G2) | 1 | =PRODUCT(C3*E3,F3) | =G3
I | T29.01.232 | Backfilling Trench with imported materials, includes carting away excavated materials | T29.01_DRA_Trenching
I | T29.01.235 | Clean sand | T29.01_DRA_Trenching | m3
B | Drainer | Drainlayer | 0.6 | hr/m3 | =GetRate("LAB1",$A1,2) | 1 | =PRODUCT(C1*E1,F1) | =G1
B | DrainLab | Drainlayers Labourer | 0.6 | hr/m3 | =GetRate("LAB1",$A2,2) | 1 | =PRODUCT(C2*E2,F2) | =G2
B | SAND1 | Sand No 1 | 1 | m3 | =GetRate("GEN1",$A3,2) | 1 | =PRODUCT(C3*E3,F3) | =G3
B |  | Margin | =GetValue("Builders margin",2) | % | =SubTotal(G1:G3) | 1 | =PRODUCT(C4*E4,F4) | =G4
I | T29.01.238 | Light soil | T29.01_DRA_Trenching | m3
B | Drainer | Drainlayer | 0.6 | hr/m3 | =GetRate("LAB1",$A1,2) | 1 | =PRODUCT(C1*E1,F1) | =G1
B | DrainLab | Drainlayers Labourer | 0.6 | hr/m3 | =GetRate("LAB1",$A2,2) | 1 | =PRODUCT(C2*E2,F2) | =G2
B | SAND1 | Sand No 1 | 1 | m3 | =GetRate("GEN1",$A3,2) | 1 | =PRODUCT(C3*E3,F3) | =G3
B |  | Margin | =GetValue("Builders margin",2) | % | =SubTotal(G1:G3) | 1 | =PRODUCT(C4*E4,F4) | =G4
I | T29.01.241 | All passing 65mm rock | T29.01_DRA_Trenching | m3
B | Drainer | Drainlayer | 0.6 | hr/m3 | =GetRate("LAB1",$A1,2) | 1 | =PRODUCT(C1*E1,F1) | =G1
B | DrainLab | Drainlayers Labourer | 0.6 | hr/m3 | =GetRate("LAB1",$A2,2) | 1 | =PRODUCT(C2*E2,F2) | =G2
B | GAP65 | General All Passing 65 | 1 | m3 | =GetRate("GEN1",$A3,2) | 1 | =PRODUCT(C3*E3,F3) | =G3
B |  | Margin | =GetValue("Builders margin",2) | % | =SubTotal(G1:G3) | 1 | =PRODUCT(C4*E4,F4) | =G4
I | T29.01.244 | Add extra for | T29.01_DRA_Trenching
I | T29.01.247 | Breaking up existing footpath | T29.01_DRA_Trenching | m2
I | T29.01.250 | Breaking up existing road | T29.01_DRA_Trenching | m2
I | T29.01.253 | Making good existing footpath | T29.01_DRA_Trenching | m2
I | T29.01.256 | Making good existing road | T29.01_DRA_Trenching | m2
I | T29.02.001 | Drain Pipework Generally | T29.00_DRA_General
I | T29.02.004 | Rates for pipework include supply, laying, jointing, selected granular fill bedding and testing in trench | T29.00_DRA_General
I | T29.02.007 | All pipework to relevant standards. | T29.00_DRA_General
I | T29.03.001 | Sewer Drains: PVC | T29.03_DRA_Sewer PVC
I | T29.03.004 | <b>uPVC Pipe With Solvent Welded or Rubber Ring Joints,</b> in trench not exceeding 1.5m total depth | T29.03_DRA_Sewer PVC
I | T29.03.007 | <b>Grade SN4</b> | T29.03_DRA_Sewer PVC
I | T29.03.010 | 150mm dia | T29.03_DRA_Sewer PVC | m
B | 70266 | uPVC DWV Solid Wall Pipe - Rubber Ring Joint DWVZ100SN4.150.6RJ PIPE PVC | 1 | each | =GetRate("DRA",$A1,2) | 0.16667 | =PRODUCT(C1*E1,F1) | =G1
B |  | Discount | =GetValue("Discount 30%",3) | % | =SubTotal(G1:G1) | 1 | =PRODUCT(C2*E2,F2) | =G2
B |  | Waste and Fixings | =GetValue("Waste 7.5%",3) | % | =SubTotal(G1:G2) | 1 | =PRODUCT(C3*E3,F3) | =G3
B |  | freight | 0.05 | % | =SubTotal(G1:G3) | 1 | =PRODUCT(C4*E4,F4) | =G4
B | BEDP | Pipe Bedding 7mm | 0.14 | m3 | =GetRate("GEN1",$A5,2) | 1 | =PRODUCT(C5*E5,F5) | =G5
B |  | Discount | =GetValue("Discount 10%",3) | % | =SubTotal(G5:G5) | 1 | =PRODUCT(C6*E6,F6) | =G6
B |  | Waste and Fixings | =GetValue("Waste 12.5%",3) | % | =SubTotal(G5:G6) | 1 | =PRODUCT(C7*E7,F7) | =G7
B | Drainer | Drainlayer | 0.3 | hour | =GetRate("LAB1",$A8,2) | 1 | =PRODUCT(C8*E8,F8) | =G8
B | DrainLab | Drainlayers Labourer | 0.1 | hour | =GetRate("LAB1",$A9,2) | 1 | =PRODUCT(C9*E9,F9) | =G9
B | DrainEquip | Drainage Excavation and Compacting Equip | 0.1 | hour | =GetRate("RES1",$A10,2) | 1 | =PRODUCT(C10*E10,F10) | =G10
B |  | Margin | =GetValue("Builders margin",3) | % | =SubTotal(G1:G10) | 1 | =PRODUCT(C11*E11,F11) | =G11
B |  | Equip hire is for excavation and bedding
I | T29.03.013 | 175mm dia | T29.03_DRA_Sewer PVC | m
B | 80615 | uPVC DWV Solid Wall Pipe - Rubber Ring Joint DWVZ100SN4.175.6RJ PIPE PVC | 1 | each | =GetRate("DRA",$A1,2) | 0.16667 | =PRODUCT(C1*E1,F1) | =G1
B |  | Discount | =GetValue("Discount 30%",3) | % | =SubTotal(G1:G1) | 1 | =PRODUCT(C2*E2,F2) | =G2
B |  | Waste and Fixings | =GetValue("Waste 7.5%",3) | % | =SubTotal(G1:G2) | 1 | =PRODUCT(C3*E3,F3) | =G3
B |  | freight | 0.05 | % | =SubTotal(G1:G3) | 1 | =PRODUCT(C4*E4,F4) | =G4
B | BEDP | Pipe Bedding 7mm | 0.14 | m3 | =GetRate("GEN1",$A5,2) | 1 | =PRODUCT(C5*E5,F5) | =G5
B |  | Discount | =GetValue("Discount 10%",3) | % | =SubTotal(G5:G5) | 1 | =PRODUCT(C6*E6,F6) | =G6
B |  | Waste and Fixings | =GetValue("Waste 12.5%",3) | % | =SubTotal(G5:G6) | 1 | =PRODUCT(C7*E7,F7) | =G7
B | Drainer | Drainlayer | 0.35 | hour | =GetRate("LAB1",$A8,2) | 1 | =PRODUCT(C8*E8,F8) | =G8
B | DrainLab | Drainlayers Labourer | 0.11667 | hour | =GetRate("LAB1",$A9,2) | 1 | =PRODUCT(C9*E9,F9) | =G9
B | DrainEquip | Drainage Excavation and Compacting Equip | 0.11667 | hour | =GetRate("RES1",$A10,2) | 1 | =PRODUCT(C10*E10,F10) | =G10
B |  | Margin | =GetValue("Builders margin",3) | % | =SubTotal(G1:G10) | 1 | =PRODUCT(C11*E11,F11) | =G11
B |  | Equip hire is for excavation and bedding
I | T29.03.016 | 225mm dia | T29.03_DRA_Sewer PVC | m
B | 80618 | uPVC DWV Solid Wall Pipe - Rubber Ring Joint DWVZ100SN4.225.6RJ PIPE PVC | 1 | each | =GetRate("DRA",$A1,2) | 0.16667 | =PRODUCT(C1*E1,F1) | =G1
B |  | Discount | =GetValue("Discount 30%",3) | % | =SubTotal(G1:G1) | 1 | =PRODUCT(C2*E2,F2) | =G2
B |  | Waste and Fixings | =GetValue("Waste 7.5%",3) | % | =SubTotal(G1:G2) | 1 | =PRODUCT(C3*E3,F3) | =G3
B |  | freight | 0.05 | % | =SubTotal(G1:G3) | 1 | =PRODUCT(C4*E4,F4) | =G4
B | BEDP | Pipe Bedding 7mm | 0.19 | m3 | =GetRate("GEN1",$A5,2) | 1 | =PRODUCT(C5*E5,F5) | =G5
B |  | Discount | =GetValue("Discount 10%",3) | % | =SubTotal(G5:G5) | 1 | =PRODUCT(C6*E6,F6) | =G6
B |  | Waste and Fixings | =GetValue("Waste 12.5%",3) | % | =SubTotal(G5:G6) | 1 | =PRODUCT(C7*E7,F7) | =G7
B | Drainer | Drainlayer | 0.4 | hour | =GetRate("LAB1",$A8,2) | 1 | =PRODUCT(C8*E8,F8) | =G8
B | DrainLab | Drainlayers Labourer | 0.13333 | hour | =GetRate("LAB1",$A9,2) | 1 | =PRODUCT(C9*E9,F9) | =G9
B | DrainEquip | Drainage Excavation and Compacting Equip | 0.13333 | hour | =GetRate("RES1",$A10,2) | 1 | =PRODUCT(C10*E10,F10) | =G10
B |  | Margin | =GetValue("Builders margin",3) | % | =SubTotal(G1:G10) | 1 | =PRODUCT(C11*E11,F11) | =G11
B |  | Excavator is for handling bedding etc, at same time allowance as labourer. Trenching per se is separate.
I | T29.03.019 | 300mm dia | T29.03_DRA_Sewer PVC | m
B | 80621 | uPVC DWV Solid Wall Pipe - Rubber Ring Joint DWVZ100SN4.300.6RJ PIPE PVC | 1 | each | =GetRate("DRA",$A1,2) | 0.16667 | =PRODUCT(C1*E1,F1) | =G1
B |  | Discount | =GetValue("Discount 30%",3) | % | =SubTotal(G1:G1) | 1 | =PRODUCT(C2*E2,F2) | =G2
B |  | Waste and Fixings | =GetValue("Waste 7.5%",3) | % | =SubTotal(G1:G2) | 1 | =PRODUCT(C3*E3,F3) | =G3
B |  | freight | 0.05 | % | =SubTotal(G1:G3) | 1 | =PRODUCT(C4*E4,F4) | =G4
B | BEDP | Pipe Bedding 7mm | 0.31 | m3 | =GetRate("GEN1",$A5,2) | 1 | =PRODUCT(C5*E5,F5) | =G5
B |  | Discount | =GetValue("Discount 10%",3) | % | =SubTotal(G5:G5) | 1 | =PRODUCT(C6*E6,F6) | =G6
B |  | Waste and Fixings | =GetValue("Waste 12.5%",3) | % | =SubTotal(G5:G6) | 1 | =PRODUCT(C7*E7,F7) | =G7
B | Drainer | Drainlayer | 0.6 | hour | =GetRate("LAB1",$A8,2) | 1 | =PRODUCT(C8*E8,F8) | =G8
B | DrainLab | Drainlayers Labourer | 0.2 | hour | =GetRate("LAB1",$A9,2) | 1 | =PRODUCT(C9*E9,F9) | =G9
B | DrainEquip | Drainage Excavation and Compacting Equip | 0.2 | hour | =GetRate("RES1",$A10,2) | 1 | =PRODUCT(C10*E10,F10) | =G10
B |  | Margin | =GetValue("Builders margin",3) | % | =SubTotal(G1:G10) | 1 | =PRODUCT(C11*E11,F11) | =G11
I | T29.03.022 | 375mm dia | T29.03_DRA_Sewer PVC | m
B | 80624 | uPVC DWV Solid Wall Pipe - Rubber Ring Joint DWVZ100SN4.375.6RJ PIPE PVC | 1 | each | =GetRate("DRA",$A1,2) | 0.16667 | =PRODUCT(C1*E1,F1) | =G1
B |  | Discount | =GetValue("Discount 30%",3) | % | =SubTotal(G1:G1) | 1 | =PRODUCT(C2*E2,F2) | =G2
B |  | Waste and Fixings | =GetValue("Waste 7.5%",3) | % | =SubTotal(G1:G2) | 1 | =PRODUCT(C3*E3,F3) | =G3
B |  | freight | 0.05 | % | =SubTotal(G1:G3) | 1 | =PRODUCT(C4*E4,F4) | =G4
B | BEDP | Pipe Bedding 7mm | 0.38 | m3 | =GetRate("GEN1",$A5,2) | 1 | =PRODUCT(C5*E5,F5) | =G5
B |  | Discount | =GetValue("Discount 10%",3) | % | =SubTotal(G5:G5) | 1 | =PRODUCT(C6*E6,F6) | =G6
B |  | Waste and Fixings | =GetValue("Waste 12.5%",3) | % | =SubTotal(G5:G6) | 1 | =PRODUCT(C7*E7,F7) | =G7
B | Drainer | Drainlayer | 0.65 | hour | =GetRate("LAB1",$A8,2) | 1 | =PRODUCT(C8*E8,F8) | =G8
B | DrainLab | Drainlayers Labourer | 0.21667 | hour | =GetRate("LAB1",$A9,2) | 1 | =PRODUCT(C9*E9,F9) | =G9
B | DrainEquip | Drainage Excavation and Compacting Equip | 0.21667 | hour | =GetRate("RES1",$A10,2) | 1 | =PRODUCT(C10*E10,F10) | =G10
B |  | Margin | =GetValue("Builders margin",3) | % | =SubTotal(G1:G10) | 1 | =PRODUCT(C11*E11,F11) | =G11
B |  | Excavator is for handling bedding etc, at same time allowance as labourer. Trenching per se is separate.
I | T29.03.025 | <b>Grade SN6</b> | T29.03_DRA_Sewer PVC
I | T29.03.028 | 100mm dia | T29.03_DRA_Sewer PVC | m
B | 77439 | uPVC DWV Solid Wall Pipe - Rubber Ring Joint DWVZ100SN6.100.6RJ PIPE PVC | 1 | each | =GetRate("DRA",$A1,2) | 0.16667 | =PRODUCT(C1*E1,F1) | =G1
B |  | Discount | =GetValue("Discount 30%",3) | % | =SubTotal(G1:G1) | 1 | =PRODUCT(C2*E2,F2) | =G2
B |  | Waste and Fixings | =GetValue("Waste 7.5%",3) | % | =SubTotal(G1:G2) | 1 | =PRODUCT(C3*E3,F3) | =G3
B |  | freight | 0.05 | % | =SubTotal(G1:G3) | 1 | =PRODUCT(C4*E4,F4) | =G4
B | BEDP | Pipe Bedding 7mm | 0.12 | m3 | =GetRate("GEN1",$A5,2) | 1 | =PRODUCT(C5*E5,F5) | =G5
B |  | Discount | =GetValue("Discount 10%",3) | % | =SubTotal(G5:G5) | 1 | =PRODUCT(C6*E6,F6) | =G6
B |  | Waste and Fixings | =GetValue("Waste 12.5%",3) | % | =SubTotal(G5:G6) | 1 | =PRODUCT(C7*E7,F7) | =G7
B | Drainer | Drainlayer | 0.25 | hour | =GetRate("LAB1",$A8,2) | 1 | =PRODUCT(C8*E8,F8) | =G8
B | DrainLab | Drainlayers Labourer | 0.083333 | hour | =GetRate("LAB1",$A9,2) | 1 | =PRODUCT(C9*E9,F9) | =G9
B | DrainEquip | Drainage Excavation and Compacting Equip | 0.083333 | hour | =GetRate("RES1",$A10,2) | 1 | =PRODUCT(C10*E10,F10) | =G10
B |  | Margin | =GetValue("Builders margin",3) | % | =SubTotal(G1:G10) | 1 | =PRODUCT(C11*E11,F11) | =G11
B |  | Excavator is for handling bedding etc, at same time allowance as labourer. Trenching per se is separate.
I | T29.03.031 | <b>Grade SN8</b> | T29.03_DRA_Sewer PVC
I | T29.03.034 | 150mm dia | T29.03_DRA_Sewer PVC | m
B | 70107 | uPVC DWV Solid Wall Pipe - Rubber Ring Joint DWVZ100SN8.150.6RJ PIPE PVC | 1 | each | =GetRate("DRA",$A1,2) | 0.16667 | =PRODUCT(C1*E1,F1) | =G1
B |  | Discount | =GetValue("Discount 30%",3) | % | =SubTotal(G1:G1) | 1 | =PRODUCT(C2*E2,F2) | =G2
B |  | Waste and Fixings | =GetValue("Waste 7.5%",3) | % | =SubTotal(G1:G2) | 1 | =PRODUCT(C3*E3,F3) | =G3
B |  | freight | 0.05 | % | =SubTotal(G1:G3) | 1 | =PRODUCT(C4*E4,F4) | =G4
B | BEDP | Pipe Bedding 7mm | 0.14 | m3 | =GetRate("GEN1",$A5,2) | 1 | =PRODUCT(C5*E5,F5) | =G5
B |  | Discount | =GetValue("Discount 10%",3) | % | =SubTotal(G5:G5) | 1 | =PRODUCT(C6*E6,F6) | =G6
B |  | Waste and Fixings | =GetValue("Waste 12.5%",3) | % | =SubTotal(G5:G6) | 1 | =PRODUCT(C7*E7,F7) | =G7
B | Drainer | Drainlayer | 0.3 | hour | =GetRate("LAB1",$A8,2) | 1 | =PRODUCT(C8*E8,F8) | =G8
B | DrainLab | Drainlayers Labourer | 0.1 | hour | =GetRate("LAB1",$A9,2) | 1 | =PRODUCT(C9*E9,F9) | =G9
B | DrainEquip | Drainage Excavation and Compacting Equip | 0.1 | hour | =GetRate("RES1",$A10,2) | 1 | =PRODUCT(C10*E10,F10) | =G10
B |  | Margin | =GetValue("Builders margin",3) | % | =SubTotal(G1:G10) | 1 | =PRODUCT(C11*E11,F11) | =G11
B |  | Excavator is for handling bedding etc, at same time allowance as labourer. Trenching per se is separate.
B |  | Minimum trench width (B)
B |  | • 225mm diameter - 0.56m.
B |  | • 300mm diameter - 0.75m.
B |  | • 375mm diameter - 0.84m.
B |  | • 450mm diameter - 1.13m.
B |  | The recommended minimum thickness
B |  | of compacted bedding (lb ) is 100mm
B |  | for sizes up to 375mm diameter and
B |  | 150mm for 450mm diameter.
I | T29.03.037 | 175mm dia | T29.03_DRA_Sewer PVC | m
B | 70204 | uPVC DWV Solid Wall Pipe - Rubber Ring Joint DWVZ100SN8.175.6RJ PIPE PVC | 1 | each | =GetRate("DRA",$A1,2) | 0.16667 | =PRODUCT(C1*E1,F1) | =G1
B |  | Discount | =GetValue("Discount 30%",3) | % | =SubTotal(G1:G1) | 1 | =PRODUCT(C2*E2,F2) | =G2
B |  | Waste and Fixings | =GetValue("Waste 7.5%",3) | % | =SubTotal(G1:G2) | 1 | =PRODUCT(C3*E3,F3) | =G3
B |  | freight | 0.05 | % | =SubTotal(G1:G3) | 1 | =PRODUCT(C4*E4,F4) | =G4
B | BEDP | Pipe Bedding 7mm | 0.16 | m3 | =GetRate("GEN1",$A5,2) | 1 | =PRODUCT(C5*E5,F5) | =G5
B |  | Discount | =GetValue("Discount 10%",3) | % | =SubTotal(G5:G5) | 1 | =PRODUCT(C6*E6,F6) | =G6
B |  | Waste and Fixings | =GetValue("Waste 12.5%",3) | % | =SubTotal(G5:G6) | 1 | =PRODUCT(C7*E7,F7) | =G7
B | Drainer | Drainlayer | 0.35 | hour | =GetRate("LAB1",$A8,2) | 1 | =PRODUCT(C8*E8,F8) | =G8
B | DrainLab | Drainlayers Labourer | 0.11667 | hour | =GetRate("LAB1",$A9,2) | 1 | =PRODUCT(C9*E9,F9) | =G9
B | DrainEquip | Drainage Excavation and Compacting Equip | 0.11667 | hour | =GetRate("RES1",$A10,2) | 1 | =PRODUCT(C10*E10,F10) | =G10
B |  | Margin | =GetValue("Builders margin",3) | % | =SubTotal(G1:G10) | 1 | =PRODUCT(C11*E11,F11) | =G11
B |  | Excavator is for handling bedding etc, at same time allowance as labourer. Trenching per se is separate.
I | T29.03.040 | 225mm dia | T29.03_DRA_Sewer PVC | m
B | 70304 | uPVC DWV Solid Wall Pipe - Rubber Ring Joint DWVZ100SN8.225.6RJ PIPE PVC | 1 | each | =GetRate("DRA",$A1,2) | 0.16667 | =PRODUCT(C1*E1,F1) | =G1
B |  | Discount | =GetValue("Discount 30%",3) | % | =SubTotal(G1:G1) | 1 | =PRODUCT(C2*E2,F2) | =G2
B |  | Waste and Fixings | =GetValue("Waste 7.5%",3) | % | =SubTotal(G1:G2) | 1 | =PRODUCT(C3*E3,F3) | =G3
B |  | freight | 0.05 | % | =SubTotal(G1:G3) | 1 | =PRODUCT(C4*E4,F4) | =G4
B | BEDP | Pipe Bedding 7mm | 0.2 | m3 | =GetRate("GEN1",$A5,2) | 1 | =PRODUCT(C5*E5,F5) | =G5
B |  | Discount | =GetValue("Discount 10%",3) | % | =SubTotal(G5:G5) | 1 | =PRODUCT(C6*E6,F6) | =G6
B |  | Waste and Fixings | =GetValue("Waste 12.5%",3) | % | =SubTotal(G5:G6) | 1 | =PRODUCT(C7*E7,F7) | =G7
B | Drainer | Drainlayer | 0.4 | hour | =GetRate("LAB1",$A8,2) | 1 | =PRODUCT(C8*E8,F8) | =G8
B | DrainLab | Drainlayers Labourer | 0.13333 | hour | =GetRate("LAB1",$A9,2) | 1 | =PRODUCT(C9*E9,F9) | =G9
B | DrainEquip | Drainage Excavation and Compacting Equip | 0.13333 | hour | =GetRate("RES1",$A10,2) | 1 | =PRODUCT(C10*E10,F10) | =G10
B |  | Margin | =GetValue("Builders margin",3) | % | =SubTotal(G1:G10) | 1 | =PRODUCT(C11*E11,F11) | =G11
B |  | Excavator is for handling bedding etc, at same time allowance as labourer. Trenching per se is separate.
I | T29.03.043 | 300mm dia | T29.03_DRA_Sewer PVC | m
B | 70403 | uPVC DWV Solid Wall Pipe - Rubber Ring Joint DWVZ100SN8.300.6RJ PIPE PVC | 1 | each | =GetRate("DRA",$A1,2) | 0.16667 | =PRODUCT(C1*E1,F1) | =G1
B |  | Discount | =GetValue("Discount 30%",3) | % | =SubTotal(G1:G1) | 1 | =PRODUCT(C2*E2,F2) | =G2
B |  | Waste and Fixings | =GetValue("Waste 7.5%",3) | % | =SubTotal(G1:G2) | 1 | =PRODUCT(C3*E3,F3) | =G3
B |  | freight | 0.05 | % | =SubTotal(G1:G3) | 1 | =PRODUCT(C4*E4,F4) | =G4
B | BEDP | Pipe Bedding 7mm | 0.35 | m3 | =GetRate("GEN1",$A5,2) | 1 | =PRODUCT(C5*E5,F5) | =G5
B |  | Discount | =GetValue("Discount 10%",3) | % | =SubTotal(G5:G5) | 1 | =PRODUCT(C6*E6,F6) | =G6
B |  | Waste and Fixings | =GetValue("Waste 12.5%",3) | % | =SubTotal(G5:G6) | 1 | =PRODUCT(C7*E7,F7) | =G7
B | Drainer | Drainlayer | 0.6 | hour | =GetRate("LAB1",$A8,2) | 1 | =PRODUCT(C8*E8,F8) | =G8
B | DrainLab | Drainlayers Labourer | 0.2 | hour | =GetRate("LAB1",$A9,2) | 1 | =PRODUCT(C9*E9,F9) | =G9
B | DrainEquip | Drainage Excavation and Compacting Equip | 0.2 | hour | =GetRate("RES1",$A10,2) | 1 | =PRODUCT(C10*E10,F10) | =G10
B |  | Margin | =GetValue("Builders margin",3) | % | =SubTotal(G1:G10) | 1 | =PRODUCT(C11*E11,F11) | =G11
B |  | Excavator is for handling bedding etc, at same time allowance as labourer. Trenching per se is separate.
I | T29.03.046 | 375mm dia | T29.03_DRA_Sewer PVC | m
B | 70502 | uPVC DWV Solid Wall Pipe - Rubber Ring Joint DWVZ100SN8.375.6RJ PIPE PVC | 1 | each | =GetRate("DRA",$A1,2) | 0.16667 | =PRODUCT(C1*E1,F1) | =G1
B |  | Discount | =GetValue("Discount 30%",3) | % | =SubTotal(G1:G1) | 1 | =PRODUCT(C2*E2,F2) | =G2
B |  | Waste and Fixings | =GetValue("Waste 7.5%",3) | % | =SubTotal(G1:G2) | 1 | =PRODUCT(C3*E3,F3) | =G3
B |  | freight | 0.05 | % | =SubTotal(G1:G3) | 1 | =PRODUCT(C4*E4,F4) | =G4
B | BEDP | Pipe Bedding 7mm | 0.38 | m3 | =GetRate("GEN1",$A5,2) | 1 | =PRODUCT(C5*E5,F5) | =G5
B |  | Discount | =GetValue("Discount 10%",3) | % | =SubTotal(G5:G5) | 1 | =PRODUCT(C6*E6,F6) | =G6
B |  | Waste and Fixings | =GetValue("Waste 12.5%",3) | % | =SubTotal(G5:G6) | 1 | =PRODUCT(C7*E7,F7) | =G7
B | Drainer | Drainlayer | 0.65 | hour | =GetRate("LAB1",$A8,2) | 1 | =PRODUCT(C8*E8,F8) | =G8
B | DrainLab | Drainlayers Labourer | 0.21667 | hour | =GetRate("LAB1",$A9,2) | 1 | =PRODUCT(C9*E9,F9) | =G9
B | DrainEquip | Drainage Excavation and Compacting Equip | 0.21667 | hour | =GetRate("RES1",$A10,2) | 1 | =PRODUCT(C10*E10,F10) | =G10
B |  | Margin | =GetValue("Builders margin",3) | % | =SubTotal(G1:G10) | 1 | =PRODUCT(C11*E11,F11) | =G11
B |  | Excavator is for handling bedding etc, at same time allowance as labourer. Trenching per se is separate.
I | T29.03.049 | <b>Grade SN16</b> | T29.03_DRA_Sewer PVC
I | T29.03.052 | 100mm dia | T29.03_DRA_Sewer PVC | m
B | 70008 | uPVC DWV Solid Wall Pipe - Rubber Ring Joint DWVZ100SN16.100.6RJ PIPE PVC | 1 | each | =GetRate("DRA",$A1,2) | 0.16667 | =PRODUCT(C1*E1,F1) | =G1
B |  | Discount | =GetValue("Discount 30%",3) | % | =SubTotal(G1:G1) | 1 | =PRODUCT(C2*E2,F2) | =G2
B |  | Waste and Fixings | =GetValue("Waste 7.5%",3) | % | =SubTotal(G1:G2) | 1 | =PRODUCT(C3*E3,F3) | =G3
B |  | freight | 0.05 | % | =SubTotal(G1:G3) | 1 | =PRODUCT(C4*E4,F4) | =G4
B | BEDP | Pipe Bedding 7mm | 0.12 | m3 | =GetRate("GEN1",$A5,2) | 1 | =PRODUCT(C5*E5,F5) | =G5
B |  | Discount | =GetValue("Discount 10%",3) | % | =SubTotal(G5:G5) | 1 | =PRODUCT(C6*E6,F6) | =G6
B |  | Waste and Fixings | =GetValue("Waste 12.5%",3) | % | =SubTotal(G5:G6) | 1 | =PRODUCT(C7*E7,F7) | =G7
B | Drainer | Drainlayer | 0.25 | hour | =GetRate("LAB1",$A8,2) | 1 | =PRODUCT(C8*E8,F8) | =G8
B | DrainLab | Drainlayers Labourer | 0.083333 | hour | =GetRate("LAB1",$A9,2) | 1 | =PRODUCT(C9*E9,F9) | =G9
B | DrainEquip | Drainage Excavation and Compacting Equip | 0.083333 | hour | =GetRate("RES1",$A10,2) | 1 | =PRODUCT(C10*E10,F10) | =G10
B |  | Margin | =GetValue("Builders margin",3) | % | =SubTotal(G1:G10) | 1 | =PRODUCT(C11*E11,F11) | =G11
B |  | Excavator is for handling bedding etc, at same time allowance as labourer. Trenching per se is separate.
I | T29.03.055 | 150mm dia | T29.03_DRA_Sewer PVC | m
B | 70109 | uPVC DWV Solid Wall Pipe - Rubber Ring Joint DWVZ100SN16.150.6RJ PIPE PVC | 1 | each | =GetRate("DRA",$A1,2) | 0.16667 | =PRODUCT(C1*E1,F1) | =G1
B |  | Discount | =GetValue("Discount 30%",3) | % | =SubTotal(G1:G1) | 1 | =PRODUCT(C2*E2,F2) | =G2
B |  | Waste and Fixings | =GetValue("Waste 7.5%",3) | % | =SubTotal(G1:G2) | 1 | =PRODUCT(C3*E3,F3) | =G3
B |  | freight | 0.05 | % | =SubTotal(G1:G3) | 1 | =PRODUCT(C4*E4,F4) | =G4
B | BEDP | Pipe Bedding 7mm | 0.14 | m3 | =GetRate("GEN1",$A5,2) | 1 | =PRODUCT(C5*E5,F5) | =G5
B |  | Discount | =GetValue("Discount 10%",3) | % | =SubTotal(G5:G5) | 1 | =PRODUCT(C6*E6,F6) | =G6
B |  | Waste and Fixings | =GetValue("Waste 12.5%",3) | % | =SubTotal(G5:G6) | 1 | =PRODUCT(C7*E7,F7) | =G7
B | Drainer | Drainlayer | 0.3 | hour | =GetRate("LAB1",$A8,2) | 1 | =PRODUCT(C8*E8,F8) | =G8
B | DrainLab | Drainlayers Labourer | 0.1 | hour | =GetRate("LAB1",$A9,2) | 1 | =PRODUCT(C9*E9,F9) | =G9
B | DrainEquip | Drainage Excavation and Compacting Equip | 0.1 | hour | =GetRate("RES1",$A10,2) | 1 | =PRODUCT(C10*E10,F10) | =G10
B |  | Margin | =GetValue("Builders margin",3) | % | =SubTotal(G1:G10) | 1 | =PRODUCT(C11*E11,F11) | =G11
B |  | Excavator is for handling bedding etc, at same time allowance as labourer. Trenching per se is separate.
B |  | Minimum trench width (B)
B |  | • 225mm diameter - 0.56m.
B |  | • 300mm diameter - 0.75m.
B |  | • 375mm diameter - 0.84m.
B |  | • 450mm diameter - 1.13m.
B |  | The recommended minimum thickness
B |  | of compacted bedding (lb ) is 100mm
B |  | for sizes up to 375mm diameter and
B |  | 150mm for 450mm diameter.
I | T29.03.058 | 175mm dia | T29.03_DRA_Sewer PVC | m
B | 70205 | uPVC DWV Solid Wall Pipe - Rubber Ring Joint DWVZ100SN16.175.6RJ PIPE PVC | 1 | each | =GetRate("DRA",$A1,2) | 0.16667 | =PRODUCT(C1*E1,F1) | =G1
B |  | Discount | =GetValue("Discount 30%",3) | % | =SubTotal(G1:G1) | 1 | =PRODUCT(C2*E2,F2) | =G2
B |  | Waste and Fixings | =GetValue("Waste 7.5%",3) | % | =SubTotal(G1:G2) | 1 | =PRODUCT(C3*E3,F3) | =G3
B |  | freight | 0.05 | % | =SubTotal(G1:G3) | 1 | =PRODUCT(C4*E4,F4) | =G4
B | BEDP | Pipe Bedding 7mm | 0.16 | m3 | =GetRate("GEN1",$A5,2) | 1 | =PRODUCT(C5*E5,F5) | =G5
B |  | Discount | =GetValue("Discount 10%",3) | % | =SubTotal(G5:G5) | 1 | =PRODUCT(C6*E6,F6) | =G6
B |  | Waste and Fixings | =GetValue("Waste 12.5%",3) | % | =SubTotal(G5:G6) | 1 | =PRODUCT(C7*E7,F7) | =G7
B | Drainer | Drainlayer | 0.35 | hour | =GetRate("LAB1",$A8,2) | 1 | =PRODUCT(C8*E8,F8) | =G8
B | DrainLab | Drainlayers Labourer | 0.11667 | hour | =GetRate("LAB1",$A9,2) | 1 | =PRODUCT(C9*E9,F9) | =G9
B | DrainEquip | Drainage Excavation and Compacting Equip | 0.11667 | hour | =GetRate("RES1",$A10,2) | 1 | =PRODUCT(C10*E10,F10) | =G10
B |  | Margin | =GetValue("Builders margin",3) | % | =SubTotal(G1:G10) | 1 | =PRODUCT(C11*E11,F11) | =G11
B |  | Excavator is for handling bedding etc, at same time allowance as labourer. Trenching per se is separate.
I | T29.03.061 | 225mm dia | T29.03_DRA_Sewer PVC | m
B | 70305 | uPVC DWV Solid Wall Pipe - Rubber Ring Joint DWVZ100SN16.225.6RJ PIPE PVC | 1 | each | =GetRate("DRA",$A1,2) | 0.16667 | =PRODUCT(C1*E1,F1) | =G1
B |  | Discount | =GetValue("Discount 30%",3) | % | =SubTotal(G1:G1) | 1 | =PRODUCT(C2*E2,F2) | =G2
B |  | Waste and Fixings | =GetValue("Waste 7.5%",3) | % | =SubTotal(G1:G2) | 1 | =PRODUCT(C3*E3,F3) | =G3
B |  | freight | 0.05 | % | =SubTotal(G1:G3) | 1 | =PRODUCT(C4*E4,F4) | =G4
B | BEDP | Pipe Bedding 7mm | 0.2 | m3 | =GetRate("GEN1",$A5,2) | 1 | =PRODUCT(C5*E5,F5) | =G5
B |  | Discount | =GetValue("Discount 10%",3) | % | =SubTotal(G5:G5) | 1 | =PRODUCT(C6*E6,F6) | =G6
B |  | Waste and Fixings | =GetValue("Waste 12.5%",3) | % | =SubTotal(G5:G6) | 1 | =PRODUCT(C7*E7,F7) | =G7
B | Drainer | Drainlayer | 0.4 | hour | =GetRate("LAB1",$A8,2) | 1 | =PRODUCT(C8*E8,F8) | =G8
B | DrainLab | Drainlayers Labourer | 0.13333 | hour | =GetRate("LAB1",$A9,2) | 1 | =PRODUCT(C9*E9,F9) | =G9
B | DrainEquip | Drainage Excavation and Compacting Equip | 0.13333 | hour | =GetRate("RES1",$A10,2) | 1 | =PRODUCT(C10*E10,F10) | =G10
B |  | Margin | =GetValue("Builders margin",3) | % | =SubTotal(G1:G10) | 1 | =PRODUCT(C11*E11,F11) | =G11
B |  | Excavator is for handling bedding etc, at same time allowance as labourer. Trenching per se is separate.
I | T29.03.064 | 300mm dia | T29.03_DRA_Sewer PVC | m
B | 70404 | uPVC DWV Solid Wall Pipe - Rubber Ring Joint DWVZ100SN16.300.6RJ PIPE PVC | 1 | each | =GetRate("DRA",$A1,2) | 0.16667 | =PRODUCT(C1*E1,F1) | =G1
B |  | Discount | =GetValue("Discount 30%",3) | % | =SubTotal(G1:G1) | 1 | =PRODUCT(C2*E2,F2) | =G2
B |  | Waste and Fixings | =GetValue("Waste 7.5%",3) | % | =SubTotal(G1:G2) | 1 | =PRODUCT(C3*E3,F3) | =G3
B |  | freight | 0.05 | % | =SubTotal(G1:G3) | 1 | =PRODUCT(C4*E4,F4) | =G4
B | BEDP | Pipe Bedding 7mm | 0.35 | m3 | =GetRate("GEN1",$A5,2) | 1 | =PRODUCT(C5*E5,F5) | =G5
B |  | Discount | =GetValue("Discount 10%",3) | % | =SubTotal(G5:G5) | 1 | =PRODUCT(C6*E6,F6) | =G6
B |  | Waste and Fixings | =GetValue("Waste 12.5%",3) | % | =SubTotal(G5:G6) | 1 | =PRODUCT(C7*E7,F7) | =G7
B | Drainer | Drainlayer | 0.6 | hour | =GetRate("LAB1",$A8,2) | 1 | =PRODUCT(C8*E8,F8) | =G8
B | DrainLab | Drainlayers Labourer | 0.2 | hour | =GetRate("LAB1",$A9,2) | 1 | =PRODUCT(C9*E9,F9) | =G9
B | DrainEquip | Drainage Excavation and Compacting Equip | 0.2 | hour | =GetRate("RES1",$A10,2) | 1 | =PRODUCT(C10*E10,F10) | =G10
B |  | Margin | =GetValue("Builders margin",3) | % | =SubTotal(G1:G10) | 1 | =PRODUCT(C11*E11,F11) | =G11
B |  | Excavator is for handling bedding etc, at same time allowance as labourer. Trenching per se is separate.
I | T29.03.067 | <b>Composite Sandwich Wall uPVC Pipe</b> | T29.03_DRA_Sewer PVC
I | T29.03.070 | 100mm dia, Grade SN6 | T29.03_DRA_Sewer PVC | m
B | 80790 | uPVC DWV Composite Core Pipe - Rubber Ring Joint DWVZ200SN6.100.6 PIPE PVC | 1 | each | =GetRate("DRA",$A1,2) | 0.16667 | =PRODUCT(C1*E1,F1) | =G1
B |  | Discount | =GetValue("Discount 30%",3) | % | =SubTotal(G1:G1) | 1 | =PRODUCT(C2*E2,F2) | =G2
B |  | Waste and Fixings | =GetValue("Waste 7.5%",3) | % | =SubTotal(G1:G2) | 1 | =PRODUCT(C3*E3,F3) | =G3
B |  | freight | 0.05 | % | =SubTotal(G1:G3) | 1 | =PRODUCT(C4*E4,F4) | =G4
B | BEDP | Pipe Bedding 7mm | 0.12 | m3 | =GetRate("GEN1",$A5,2) | 1 | =PRODUCT(C5*E5,F5) | =G5
B |  | Discount | =GetValue("Discount 10%",3) | % | =SubTotal(G5:G5) | 1 | =PRODUCT(C6*E6,F6) | =G6
B |  | Waste and Fixings | =GetValue("Waste 12.5%",3) | % | =SubTotal(G5:G6) | 1 | =PRODUCT(C7*E7,F7) | =G7
B | Drainer | Drainlayer | 0.25 | hour | =GetRate("LAB1",$A8,2) | 1 | =PRODUCT(C8*E8,F8) | =G8
B | DrainLab | Drainlayers Labourer | 0.083333 | hour | =GetRate("LAB1",$A9,2) | 1 | =PRODUCT(C9*E9,F9) | =G9
B | DrainEquip | Drainage Excavation and Compacting Equip | 0.083333 | hour | =GetRate("RES1",$A10,2) | 1 | =PRODUCT(C10*E10,F10) | =G10
B |  | Margin | =GetValue("Builders margin",3) | % | =SubTotal(G1:G10) | 1 | =PRODUCT(C11*E11,F11) | =G11
B |  | Excavator is for handling bedding etc, at same time allowance as labourer. Trenching per se is separate.
I | T29.03.073 | 150mm dia, Grade SN4 | T29.03_DRA_Sewer PVC | m
B | 80792 | uPVC DWV Composite Core Pipe - Rubber Ring Joint DWVZ200SN4.150.6 PIPE PVC | 1 | each | =GetRate("DRA",$A1,2) | 0.16667 | =PRODUCT(C1*E1,F1) | =G1
B |  | Discount | =GetValue("Discount 30%",3) | % | =SubTotal(G1:G1) | 1 | =PRODUCT(C2*E2,F2) | =G2
B |  | Waste and Fixings | =GetValue("Waste 7.5%",3) | % | =SubTotal(G1:G2) | 1 | =PRODUCT(C3*E3,F3) | =G3
B |  | freight | 0.05 | % | =SubTotal(G1:G3) | 1 | =PRODUCT(C4*E4,F4) | =G4
B | BEDP | Pipe Bedding 7mm | 0.14 | m3 | =GetRate("GEN1",$A5,2) | 1 | =PRODUCT(C5*E5,F5) | =G5
B |  | Discount | =GetValue("Discount 10%",3) | % | =SubTotal(G5:G5) | 1 | =PRODUCT(C6*E6,F6) | =G6
B |  | Waste and Fixings | =GetValue("Waste 12.5%",3) | % | =SubTotal(G5:G6) | 1 | =PRODUCT(C7*E7,F7) | =G7
B | Drainer | Drainlayer | 0.3 | hour | =GetRate("LAB1",$A8,2) | 1 | =PRODUCT(C8*E8,F8) | =G8
B | DrainLab | Drainlayers Labourer | 0.1 | hour | =GetRate("LAB1",$A9,2) | 1 | =PRODUCT(C9*E9,F9) | =G9
B | DrainEquip | Drainage Excavation and Compacting Equip | 0.1 | hour | =GetRate("RES1",$A10,2) | 1 | =PRODUCT(C10*E10,F10) | =G10
B |  | Margin | =GetValue("Builders margin",3) | % | =SubTotal(G1:G10) | 1 | =PRODUCT(C11*E11,F11) | =G11
B |  | Excavator is for handling bedding etc, at same time allowance as labourer. Trenching per se is separate.
I | T29.03.076 | <b>Bends to uPVC Pipe</b> | T29.03_DRA_Sewer PVC
I | T29.03.079 | Plain | T29.03_DRA_Sewer PVC
I | T29.03.082 | 100mm x 45° | T29.03_DRA_Sewer PVC | No
B | 70026 | Plain Bend F&F DWVZ1501.100.45 PLAIN BEND F+F | 1 | each | =GetRate("DRA",$A1,2) | 1 | =PRODUCT(C1*E1,F1) | =G1
B |  | Discount | =GetValue("Discount 30%",3) | % | =SubTotal(G1:G1) | 1 | =PRODUCT(C2*E2,F2) | =G2
B |  | Waste and Fixings | =GetValue("Waste 7.5%",3) | % | =SubTotal(G1:G2) | 1 | =PRODUCT(C3*E3,F3) | =G3
B |  | freight | 0.02 | % | =SubTotal(G1:G3) | 1 | =PRODUCT(C4*E4,F4) | =G4
B | Drainer | Drainlayer | 0.2 | hour | =GetRate("LAB1",$A5,2) | 1 | =PRODUCT(C5*E5,F5) | =G5
B | DrainLab | Drainlayers Labourer | 0.066667 | hour | =GetRate("LAB1",$A6,2) | 1 | =PRODUCT(C6*E6,F6) | =G6
B | DrainEquip | Drainage Excavation and Compacting Equip | 0.066667 | hour | =GetRate("RES1",$A7,2) | 1 | =PRODUCT(C7*E7,F7) | =G7
B |  | Margin | =GetValue("Builders margin",3) | % | =SubTotal(G1:G7) | 1 | =PRODUCT(C8*E8,F8) | =G8
I | T29.03.085 | 100mm x 60° | T29.03_DRA_Sewer PVC | No
B | 70028 | Plain Bend F&F DWVZ1501.100.60 PLAIN BEND F+F | 1 | each | =GetRate("DRA",$A1,2) | 1 | =PRODUCT(C1*E1,F1) | =G1
B |  | Discount | =GetValue("Discount 30%",3) | % | =SubTotal(G1:G1) | 1 | =PRODUCT(C2*E2,F2) | =G2
B |  | Waste and Fixings | =GetValue("Waste 7.5%",3) | % | =SubTotal(G1:G2) | 1 | =PRODUCT(C3*E3,F3) | =G3
B |  | freight | 0.02 | % | =SubTotal(G1:G3) | 1 | =PRODUCT(C4*E4,F4) | =G4
B | Drainer | Drainlayer | 0.2 | hour | =GetRate("LAB1",$A5,2) | 1 | =PRODUCT(C5*E5,F5) | =G5
B | DrainLab | Drainlayers Labourer | 0.066667 | hour | =GetRate("LAB1",$A6,2) | 1 | =PRODUCT(C6*E6,F6) | =G6
B | DrainEquip | Drainage Excavation and Compacting Equip | 0.066667 | hour | =GetRate("RES1",$A7,2) | 1 | =PRODUCT(C7*E7,F7) | =G7
B |  | Margin | =GetValue("Builders margin",3) | % | =SubTotal(G1:G7) | 1 | =PRODUCT(C8*E8,F8) | =G8
I | T29.03.088 | 100mm x 88° | T29.03_DRA_Sewer PVC | No
B | 70030 | Plain Bend F&F DWVZ1501.100.88 PLAIN BEND F+F | 1 | each | =GetRate("DRA",$A1,2) | 1 | =PRODUCT(C1*E1,F1) | =G1
B |  | Discount | =GetValue("Discount 30%",3) | % | =SubTotal(G1:G1) | 1 | =PRODUCT(C2*E2,F2) | =G2
B |  | Waste and Fixings | =GetValue("Waste 7.5%",3) | % | =SubTotal(G1:G2) | 1 | =PRODUCT(C3*E3,F3) | =G3
B |  | freight | 0.02 | % | =SubTotal(G1:G3) | 1 | =PRODUCT(C4*E4,F4) | =G4
B | Drainer | Drainlayer | 0.2 | hour | =GetRate("LAB1",$A5,2) | 1 | =PRODUCT(C5*E5,F5) | =G5
B | DrainLab | Drainlayers Labourer | 0.066667 | hour | =GetRate("LAB1",$A6,2) | 1 | =PRODUCT(C6*E6,F6) | =G6
B | DrainEquip | Drainage Excavation and Compacting Equip | 0.066667 | hour | =GetRate("RES1",$A7,2) | 1 | =PRODUCT(C7*E7,F7) | =G7
B |  | Margin | =GetValue("Builders margin",3) | % | =SubTotal(G1:G7) | 1 | =PRODUCT(C8*E8,F8) | =G8
B |  | Excavator is for handling bedding etc, at same time allowance as labourer. Trenching per se is separate.
I | T29.03.091 | 150mm x 45° | T29.03_DRA_Sewer PVC | No
B | 70122 | Plain Bend F&F DWVZ1501.150.45 PLAIN BEND F+F | 1 | each | =GetRate("DRA",$A1,2) | 1 | =PRODUCT(C1*E1,F1) | =G1
B |  | Discount | =GetValue("Discount 30%",3) | % | =SubTotal(G1:G1) | 1 | =PRODUCT(C2*E2,F2) | =G2
B |  | Waste and Fixings | =GetValue("Waste 7.5%",3) | % | =SubTotal(G1:G2) | 1 | =PRODUCT(C3*E3,F3) | =G3
B |  | freight | 0.02 | % | =SubTotal(G1:G3) | 1 | =PRODUCT(C4*E4,F4) | =G4
B | Drainer | Drainlayer | 0.25 | hour | =GetRate("LAB1",$A5,2) | 1 | =PRODUCT(C5*E5,F5) | =G5
B | DrainLab | Drainlayers Labourer | 0.083333 | hour | =GetRate("LAB1",$A6,2) | 1 | =PRODUCT(C6*E6,F6) | =G6
B | DrainEquip | Drainage Excavation and Compacting Equip | 0.083333 | hour | =GetRate("RES1",$A7,2) | 1 | =PRODUCT(C7*E7,F7) | =G7
B |  | Margin | =GetValue("Builders margin",3) | % | =SubTotal(G1:G7) | 1 | =PRODUCT(C8*E8,F8) | =G8
I | T29.03.094 | 150mm x 88° | T29.03_DRA_Sewer PVC | No
B | 70124 | Plain Bend F&F DWVZ1501.150.88 PLAIN BEND F+F | 1 | each | =GetRate("DRA",$A1,2) | 1 | =PRODUCT(C1*E1,F1) | =G1
B |  | Discount | =GetValue("Discount 30%",3) | % | =SubTotal(G1:G1) | 1 | =PRODUCT(C2*E2,F2) | =G2
B |  | Waste and Fixings | =GetValue("Waste 7.5%",3) | % | =SubTotal(G1:G2) | 1 | =PRODUCT(C3*E3,F3) | =G3
B |  | freight | 0.02 | % | =SubTotal(G1:G3) | 1 | =PRODUCT(C4*E4,F4) | =G4
B | Drainer | Drainlayer | 0.25 | hour | =GetRate("LAB1",$A5,2) | 1 | =PRODUCT(C5*E5,F5) | =G5
B | DrainLab | Drainlayers Labourer | 0.083333 | hour | =GetRate("LAB1",$A6,2) | 1 | =PRODUCT(C6*E6,F6) | =G6
B | DrainEquip | Drainage Excavation and Compacting Equip | 0.083333 | hour | =GetRate("RES1",$A7,2) | 1 | =PRODUCT(C7*E7,F7) | =G7
B |  | Margin | =GetValue("Builders margin",3) | % | =SubTotal(G1:G7) | 1 | =PRODUCT(C8*E8,F8) | =G8
I | T29.03.097 | Plain, fabricated, SN4 | T29.03_DRA_Sewer PVC
I | T29.03.100 | 175mm x 45° | T29.03_DRA_Sewer PVC | No
B | 70214 | Plain Bend F&F SN4 - Solvent Joint DWV1501.175.45.SJ PLAIN BEND F+F SN4 | 1 | each | =GetRate("DRA",$A1,2) | 1 | =PRODUCT(C1*E1,F1) | =G1
B |  | Discount | =GetValue("Discount 30%",3) | % | =SubTotal(G1:G1) | 1 | =PRODUCT(C2*E2,F2) | =G2
B |  | Waste and Fixings | =GetValue("Waste 7.5%",3) | % | =SubTotal(G1:G2) | 1 | =PRODUCT(C3*E3,F3) | =G3
B |  | freight | 0.02 | % | =SubTotal(G1:G3) | 1 | =PRODUCT(C4*E4,F4) | =G4
B | Drainer | Drainlayer | 0.28 | hour | =GetRate("LAB1",$A5,2) | 1 | =PRODUCT(C5*E5,F5) | =G5
B | DrainLab | Drainlayers Labourer | 0.093333 | hour | =GetRate("LAB1",$A6,2) | 1 | =PRODUCT(C6*E6,F6) | =G6
B | DrainEquip | Drainage Excavation and Compacting Equip | 0.093333 | hour | =GetRate("RES1",$A7,2) | 1 | =PRODUCT(C7*E7,F7) | =G7
B |  | Margin | =GetValue("Builders margin",3) | % | =SubTotal(G1:G7) | 1 | =PRODUCT(C8*E8,F8) | =G8
I | T29.03.103 | 175mm x 88° | T29.03_DRA_Sewer PVC | No
B | 70218 | Plain Bend F&F SN4 - Solvent Joint DWV1501.175.88.SJ PLAIN BEND F+F SN4 | 1 | each | =GetRate("DRA",$A1,2) | 1 | =PRODUCT(C1*E1,F1) | =G1
B |  | Discount | =GetValue("Discount 30%",3) | % | =SubTotal(G1:G1) | 1 | =PRODUCT(C2*E2,F2) | =G2
B |  | Waste and Fixings | =GetValue("Waste 7.5%",3) | % | =SubTotal(G1:G2) | 1 | =PRODUCT(C3*E3,F3) | =G3
B |  | freight | 0.02 | % | =SubTotal(G1:G3) | 1 | =PRODUCT(C4*E4,F4) | =G4
B | Drainer | Drainlayer | 0.28 | hour | =GetRate("LAB1",$A5,2) | 1 | =PRODUCT(C5*E5,F5) | =G5
B | DrainLab | Drainlayers Labourer | 0.093333 | hour | =GetRate("LAB1",$A6,2) | 1 | =PRODUCT(C6*E6,F6) | =G6
B | DrainEquip | Drainage Excavation and Compacting Equip | 0.093333 | hour | =GetRate("RES1",$A7,2) | 1 | =PRODUCT(C7*E7,F7) | =G7
B |  | Margin | =GetValue("Builders margin",3) | % | =SubTotal(G1:G7) | 1 | =PRODUCT(C8*E8,F8) | =G8
I | T29.03.106 | 225mm x 45° | T29.03_DRA_Sewer PVC | No
B | 70313 | Plain Bend F&F SN4 - Solvent Joint DWV1501.225.45.SJ PLAIN BEND F+F SN4 | 1 | each | =GetRate("DRA",$A1,2) | 1 | =PRODUCT(C1*E1,F1) | =G1
B |  | Discount | =GetValue("Discount 30%",3) | % | =SubTotal(G1:G1) | 1 | =PRODUCT(C2*E2,F2) | =G2
B |  | Waste and Fixings | =GetValue("Waste 7.5%",3) | % | =SubTotal(G1:G2) | 1 | =PRODUCT(C3*E3,F3) | =G3
B |  | freight | 0.02 | % | =SubTotal(G1:G3) | 1 | =PRODUCT(C4*E4,F4) | =G4
B | Drainer | Drainlayer | 0.35 | hour | =GetRate("LAB1",$A5,2) | 1 | =PRODUCT(C5*E5,F5) | =G5
B | DrainLab | Drainlayers Labourer | 0.11667 | hour | =GetRate("LAB1",$A6,2) | 1 | =PRODUCT(C6*E6,F6) | =G6
B | DrainEquip | Drainage Excavation and Compacting Equip | 0.11667 | hour | =GetRate("RES1",$A7,2) | 1 | =PRODUCT(C7*E7,F7) | =G7
B |  | Margin | =GetValue("Builders margin",3) | % | =SubTotal(G1:G7) | 1 | =PRODUCT(C8*E8,F8) | =G8
I | T29.03.109 | 225mm x 88° | T29.03_DRA_Sewer PVC | No
B | 70315 | Plain Bend F&F SN4 - Solvent Joint DWV1501.225.88.SJ PLAIN BEND F+F | 1 | each | =GetRate("DRA",$A1,2) | 1 | =PRODUCT(C1*E1,F1) | =G1
B |  | Discount | =GetValue("Discount 30%",3) | % | =SubTotal(G1:G1) | 1 | =PRODUCT(C2*E2,F2) | =G2
B |  | Waste and Fixings | =GetValue("Waste 7.5%",3) | % | =SubTotal(G1:G2) | 1 | =PRODUCT(C3*E3,F3) | =G3
B |  | freight | 0.02 | % | =SubTotal(G1:G3) | 1 | =PRODUCT(C4*E4,F4) | =G4
B | Drainer | Drainlayer | 0.35 | hour | =GetRate("LAB1",$A5,2) | 1 | =PRODUCT(C5*E5,F5) | =G5
B | DrainLab | Drainlayers Labourer | 0.11667 | hour | =GetRate("LAB1",$A6,2) | 1 | =PRODUCT(C6*E6,F6) | =G6
B | DrainEquip | Drainage Excavation and Compacting Equip | 0.11667 | hour | =GetRate("RES1",$A7,2) | 1 | =PRODUCT(C7*E7,F7) | =G7
B |  | Margin | =GetValue("Builders margin",3) | % | =SubTotal(G1:G7) | 1 | =PRODUCT(C8*E8,F8) | =G8
I | T29.03.112 | 300mm x 45° | T29.03_DRA_Sewer PVC | No
B | 70413 | Plain Bend F&F SN4 - Solvent Joint DWV1501.300.45.SJ PLAIN BEND F+F SN4 | 1 | each | =GetRate("DRA",$A1,2) | 1 | =PRODUCT(C1*E1,F1) | =G1
B |  | Discount | =GetValue("Discount 30%",3) | % | =SubTotal(G1:G1) | 1 | =PRODUCT(C2*E2,F2) | =G2
B |  | Waste and Fixings | =GetValue("Waste 7.5%",3) | % | =SubTotal(G1:G2) | 1 | =PRODUCT(C3*E3,F3) | =G3
B |  | freight | 0.02 | % | =SubTotal(G1:G3) | 1 | =PRODUCT(C4*E4,F4) | =G4
B | Drainer | Drainlayer | 0.6 | hour | =GetRate("LAB1",$A5,2) | 1 | =PRODUCT(C5*E5,F5) | =G5
B | DrainLab | Drainlayers Labourer | 0.2 | hour | =GetRate("LAB1",$A6,2) | 1 | =PRODUCT(C6*E6,F6) | =G6
B | DrainEquip | Drainage Excavation and Compacting Equip | 0.2 | hour | =GetRate("RES1",$A7,2) | 1 | =PRODUCT(C7*E7,F7) | =G7
B |  | Margin | =GetValue("Builders margin",3) | % | =SubTotal(G1:G7) | 1 | =PRODUCT(C8*E8,F8) | =G8
I | T29.03.115 | 300mm x 88° | T29.03_DRA_Sewer PVC | No
B | 70415 | Plain Bend F&F SN4 - Solvent Joint DWV1501.300.88.SJ PLAIN BEND F+F SN4 | 1 | each | =GetRate("DRA",$A1,2) | 1 | =PRODUCT(C1*E1,F1) | =G1
B |  | Discount | =GetValue("Discount 30%",3) | % | =SubTotal(G1:G1) | 1 | =PRODUCT(C2*E2,F2) | =G2
B |  | Waste and Fixings | =GetValue("Waste 7.5%",3) | % | =SubTotal(G1:G2) | 1 | =PRODUCT(C3*E3,F3) | =G3
B |  | freight | 0.02 | % | =SubTotal(G1:G3) | 1 | =PRODUCT(C4*E4,F4) | =G4
B | Drainer | Drainlayer | 0.6 | hour | =GetRate("LAB1",$A5,2) | 1 | =PRODUCT(C5*E5,F5) | =G5
B | DrainLab | Drainlayers Labourer | 0.2 | hour | =GetRate("LAB1",$A6,2) | 1 | =PRODUCT(C6*E6,F6) | =G6
B | DrainEquip | Drainage Excavation and Compacting Equip | 0.2 | hour | =GetRate("RES1",$A7,2) | 1 | =PRODUCT(C7*E7,F7) | =G7
B |  | Margin | =GetValue("Builders margin",3) | % | =SubTotal(G1:G7) | 1 | =PRODUCT(C8*E8,F8) | =G8
I | T29.03.118 | 375mm x 45° | T29.03_DRA_Sewer PVC | No
B | 70507 | Plain Bend F&F SN4 - Solvent Joint DWV1501.375.45 SJ PLAIN BEND F+F SN4 | 1 | each | =GetRate("DRA",$A1,2) | 1 | =PRODUCT(C1*E1,F1) | =G1
B |  | Discount | =GetValue("Discount 30%",3) | % | =SubTotal(G1:G1) | 1 | =PRODUCT(C2*E2,F2) | =G2
B |  | Waste and Fixings | =GetValue("Waste 7.5%",3) | % | =SubTotal(G1:G2) | 1 | =PRODUCT(C3*E3,F3) | =G3
B |  | freight | 0.02 | % | =SubTotal(G1:G3) | 1 | =PRODUCT(C4*E4,F4) | =G4
B | Drainer | Drainlayer | 0.7 | hour | =GetRate("LAB1",$A5,2) | 1 | =PRODUCT(C5*E5,F5) | =G5
B | DrainLab | Drainlayers Labourer | 0.23333 | hour | =GetRate("LAB1",$A6,2) | 1 | =PRODUCT(C6*E6,F6) | =G6
B | DrainEquip | Drainage Excavation and Compacting Equip | 0.23333 | hour | =GetRate("RES1",$A7,2) | 1 | =PRODUCT(C7*E7,F7) | =G7
B |  | Margin | =GetValue("Builders margin",3) | % | =SubTotal(G1:G7) | 1 | =PRODUCT(C8*E8,F8) | =G8
I | T29.03.121 | 375mm x 88° | T29.03_DRA_Sewer PVC | No
B | 70508 | Plain Bend F&F SN4 - Solvent Joint DWV1501.375.88.SJ PLAIN BEND F+F SN4 | 1 | each | =GetRate("DRA",$A1,2) | 1 | =PRODUCT(C1*E1,F1) | =G1
B |  | Discount | =GetValue("Discount 30%",3) | % | =SubTotal(G1:G1) | 1 | =PRODUCT(C2*E2,F2) | =G2
B |  | Waste and Fixings | =GetValue("Waste 7.5%",3) | % | =SubTotal(G1:G2) | 1 | =PRODUCT(C3*E3,F3) | =G3
B |  | freight | 0.02 | % | =SubTotal(G1:G3) | 1 | =PRODUCT(C4*E4,F4) | =G4
B | Drainer | Drainlayer | 0.7 | hour | =GetRate("LAB1",$A5,2) | 1 | =PRODUCT(C5*E5,F5) | =G5
B | DrainLab | Drainlayers Labourer | 0.23333 | hour | =GetRate("LAB1",$A6,2) | 1 | =PRODUCT(C6*E6,F6) | =G6
B | DrainEquip | Drainage Excavation and Compacting Equip | 0.23333 | hour | =GetRate("RES1",$A7,2) | 1 | =PRODUCT(C7*E7,F7) | =G7
B |  | Margin | =GetValue("Builders margin",3) | % | =SubTotal(G1:G7) | 1 | =PRODUCT(C8*E8,F8) | =G8
I | T29.03.124 | Plain, fabricated, SN16 | T29.03_DRA_Sewer PVC
I | T29.03.127 | 175mm x 45° | T29.03_DRA_Sewer PVC | No
B | 70215 | Plain Bend F&F SN16 Heavy Duty - RRJ DWVZ1501H.175.45 PLAIN BEND F+F H/D | 1 | each | =GetRate("DRA",$A1,2) | 1 | =PRODUCT(C1*E1,F1) | =G1
B |  | Discount | =GetValue("Discount 30%",3) | % | =SubTotal(G1:G1) | 1 | =PRODUCT(C2*E2,F2) | =G2
B |  | Waste and Fixings | =GetValue("Waste 7.5%",3) | % | =SubTotal(G1:G2) | 1 | =PRODUCT(C3*E3,F3) | =G3
B |  | freight | 0.02 | % | =SubTotal(G1:G3) | 1 | =PRODUCT(C4*E4,F4) | =G4
B | Drainer | Drainlayer | 0.28 | hour | =GetRate("LAB1",$A5,2) | 1 | =PRODUCT(C5*E5,F5) | =G5
B | DrainLab | Drainlayers Labourer | 0.093333 | hour | =GetRate("LAB1",$A6,2) | 1 | =PRODUCT(C6*E6,F6) | =G6
B | DrainEquip | Drainage Excavation and Compacting Equip | 0.093333 | hour | =GetRate("RES1",$A7,2) | 1 | =PRODUCT(C7*E7,F7) | =G7
B |  | Margin | =GetValue("Builders margin",3) | % | =SubTotal(G1:G7) | 1 | =PRODUCT(C8*E8,F8) | =G8
I | T29.03.130 | 225mm x 45° | T29.03_DRA_Sewer PVC | No
B | 70314 | Plain Bend F&F SN16 Heavy Duty - RRJ DWVZ1501H.225.45 PLAIN BEND F+F H/D | 1 | each | =GetRate("DRA",$A1,2) | 1 | =PRODUCT(C1*E1,F1) | =G1
B |  | Discount | =GetValue("Discount 30%",3) | % | =SubTotal(G1:G1) | 1 | =PRODUCT(C2*E2,F2) | =G2
B |  | Waste and Fixings | =GetValue("Waste 7.5%",3) | % | =SubTotal(G1:G2) | 1 | =PRODUCT(C3*E3,F3) | =G3
B |  | freight | 0.02 | % | =SubTotal(G1:G3) | 1 | =PRODUCT(C4*E4,F4) | =G4
B | Drainer | Drainlayer | 0.35 | hour | =GetRate("LAB1",$A5,2) | 1 | =PRODUCT(C5*E5,F5) | =G5
B | DrainLab | Drainlayers Labourer | 0.11667 | hour | =GetRate("LAB1",$A6,2) | 1 | =PRODUCT(C6*E6,F6) | =G6
B | DrainEquip | Drainage Excavation and Compacting Equip | 0.11667 | hour | =GetRate("RES1",$A7,2) | 1 | =PRODUCT(C7*E7,F7) | =G7
B |  | Margin | =GetValue("Builders margin",3) | % | =SubTotal(G1:G7) | 1 | =PRODUCT(C8*E8,F8) | =G8
I | T29.03.133 | 225mm x 88° | T29.03_DRA_Sewer PVC | No
B | 70316 | Plain Bend F&F SN16 Heavy Duty - RRJ DWVZ1501H.225.88 PLAIN BEND F+F H/D | 1 | each | =GetRate("DRA",$A1,2) | 1 | =PRODUCT(C1*E1,F1) | =G1
B |  | Discount | =GetValue("Discount 30%",3) | % | =SubTotal(G1:G1) | 1 | =PRODUCT(C2*E2,F2) | =G2
B |  | Waste and Fixings | =GetValue("Waste 7.5%",3) | % | =SubTotal(G1:G2) | 1 | =PRODUCT(C3*E3,F3) | =G3
B |  | freight | 0.02 | % | =SubTotal(G1:G3) | 1 | =PRODUCT(C4*E4,F4) | =G4
B | Drainer | Drainlayer | 0.35 | hour | =GetRate("LAB1",$A5,2) | 1 | =PRODUCT(C5*E5,F5) | =G5
B | DrainLab | Drainlayers Labourer | 0.11667 | hour | =GetRate("LAB1",$A6,2) | 1 | =PRODUCT(C6*E6,F6) | =G6
B | DrainEquip | Drainage Excavation and Compacting Equip | 0.11667 | hour | =GetRate("RES1",$A7,2) | 1 | =PRODUCT(C7*E7,F7) | =G7
B |  | Margin | =GetValue("Builders margin",3) | % | =SubTotal(G1:G7) | 1 | =PRODUCT(C8*E8,F8) | =G8
I | T29.03.136 | 300mm x 45° | T29.03_DRA_Sewer PVC | No
B | 70414 | Plain Bend F&F SN16 Heavy Duty - RRJ DWVZ1501H.300.45 PLAIN BEND F+F H/D | 1 | each | =GetRate("DRA",$A1,2) | 1 | =PRODUCT(C1*E1,F1) | =G1
B |  | Discount | =GetValue("Discount 30%",3) | % | =SubTotal(G1:G1) | 1 | =PRODUCT(C2*E2,F2) | =G2
B |  | Waste and Fixings | =GetValue("Waste 7.5%",3) | % | =SubTotal(G1:G2) | 1 | =PRODUCT(C3*E3,F3) | =G3
B |  | freight | 0.02 | % | =SubTotal(G1:G3) | 1 | =PRODUCT(C4*E4,F4) | =G4
B | Drainer | Drainlayer | 0.6 | hour | =GetRate("LAB1",$A5,2) | 1 | =PRODUCT(C5*E5,F5) | =G5
B | DrainLab | Drainlayers Labourer | 0.2 | hour | =GetRate("LAB1",$A6,2) | 1 | =PRODUCT(C6*E6,F6) | =G6
B | DrainEquip | Drainage Excavation and Compacting Equip | 0.2 | hour | =GetRate("RES1",$A7,2) | 1 | =PRODUCT(C7*E7,F7) | =G7
B |  | Margin | =GetValue("Builders margin",3) | % | =SubTotal(G1:G7) | 1 | =PRODUCT(C8*E8,F8) | =G8
I | T29.03.139 | 300mm x 88° | T29.03_DRA_Sewer PVC | No
B | 70416 | Plain Bend F&F SN16 Heavy Duty - RRJ DWVZ1501H.300.88 PLAIN BEND F+F H/D | 1 | each | =GetRate("DRA",$A1,2) | 1 | =PRODUCT(C1*E1,F1) | =G1
B |  | Discount | =GetValue("Discount 30%",3) | % | =SubTotal(G1:G1) | 1 | =PRODUCT(C2*E2,F2) | =G2
B |  | Waste and Fixings | =GetValue("Waste 7.5%",3) | % | =SubTotal(G1:G2) | 1 | =PRODUCT(C3*E3,F3) | =G3
B |  | freight | 0.02 | % | =SubTotal(G1:G3) | 1 | =PRODUCT(C4*E4,F4) | =G4
B | Drainer | Drainlayer | 0.6 | hour | =GetRate("LAB1",$A5,2) | 1 | =PRODUCT(C5*E5,F5) | =G5
B | DrainLab | Drainlayers Labourer | 0.2 | hour | =GetRate("LAB1",$A6,2) | 1 | =PRODUCT(C6*E6,F6) | =G6
B | DrainEquip | Drainage Excavation and Compacting Equip | 0.2 | hour | =GetRate("RES1",$A7,2) | 1 | =PRODUCT(C7*E7,F7) | =G7
B |  | Margin | =GetValue("Builders margin",3) | % | =SubTotal(G1:G7) | 1 | =PRODUCT(C8*E8,F8) | =G8
I | T29.03.142 | <b>Junctions to uPVC Pipe</b> | T29.03_DRA_Sewer PVC
I | T29.03.145 | Plain | T29.03_DRA_Sewer PVC
I | T29.03.148 | 100mm x 45°, 88° | T29.03_DRA_Sewer PVC | No
B | 70039 | Plain Junction DWVZ1504.100.45 PLAIN JUNCTION F+F | 1 | each | =GetRate("DRA",$A1,2) | 1 | =PRODUCT(C1*E1,F1) | =G1
B |  | Discount | =GetValue("Discount 30%",3) | % | =SubTotal(G1:G1) | 1 | =PRODUCT(C2*E2,F2) | =G2
B |  | Waste and Fixings | =GetValue("Waste 7.5%",3) | % | =SubTotal(G1:G2) | 1 | =PRODUCT(C3*E3,F3) | =G3
B |  | freight | 0.02 | % | =SubTotal(G1:G3) | 1 | =PRODUCT(C4*E4,F4) | =G4
B | Drainer | Drainlayer | 0.25 | hour | =GetRate("LAB1",$A5,2) | 1 | =PRODUCT(C5*E5,F5) | =G5
B | DrainLab | Drainlayers Labourer | 0.083333 | hour | =GetRate("LAB1",$A6,2) | 1 | =PRODUCT(C6*E6,F6) | =G6
B | DrainEquip | Drainage Excavation and Compacting Equip | 0.083333 | hour | =GetRate("RES1",$A7,2) | 1 | =PRODUCT(C7*E7,F7) | =G7
B |  | Margin | =GetValue("Builders margin",3) | % | =SubTotal(G1:G7) | 1 | =PRODUCT(C8*E8,F8) | =G8
I | T29.03.151 | 150mm x 45°, 88° | T29.03_DRA_Sewer PVC | No
B | 70131 | Plain Junction DWVZ1504.150.45 PLAIN JUNCTION M+F | 1 | each | =GetRate("DRA",$A1,2) | 1 | =PRODUCT(C1*E1,F1) | =G1
B |  | Discount | =GetValue("Discount 30%",3) | % | =SubTotal(G1:G1) | 1 | =PRODUCT(C2*E2,F2) | =G2
B |  | Waste and Fixings | =GetValue("Waste 7.5%",3) | % | =SubTotal(G1:G2) | 1 | =PRODUCT(C3*E3,F3) | =G3
B |  | freight | 0.02 | % | =SubTotal(G1:G3) | 1 | =PRODUCT(C4*E4,F4) | =G4
B | Drainer | Drainlayer | 0.3 | hour | =GetRate("LAB1",$A5,2) | 1 | =PRODUCT(C5*E5,F5) | =G5
B | DrainLab | Drainlayers Labourer | 0.1 | hour | =GetRate("LAB1",$A6,2) | 1 | =PRODUCT(C6*E6,F6) | =G6
B | DrainEquip | Drainage Excavation and Compacting Equip | 0.1 | hour | =GetRate("RES1",$A7,2) | 1 | =PRODUCT(C7*E7,F7) | =G7
B |  | Margin | =GetValue("Builders margin",3) | % | =SubTotal(G1:G7) | 1 | =PRODUCT(C8*E8,F8) | =G8
I | T29.03.154 | Plain, fabricated, SN4 | T29.03_DRA_Sewer PVC
I | T29.03.157 | 175mm x 45° | T29.03_DRA_Sewer PVC | No
B | 70222 | Plain Junction M&F SN4 - Solvent Joint DWV1504.175.45.SJ PLAIN JUNCTION M+F | 1 | each | =GetRate("DRA",$A1,2) | 1 | =PRODUCT(C1*E1,F1) | =G1
B |  | Discount | =GetValue("Discount 30%",3) | % | =SubTotal(G1:G1) | 1 | =PRODUCT(C2*E2,F2) | =G2
B |  | Waste and Fixings | =GetValue("Waste 7.5%",3) | % | =SubTotal(G1:G2) | 1 | =PRODUCT(C3*E3,F3) | =G3
B |  | freight | 0.02 | % | =SubTotal(G1:G3) | 1 | =PRODUCT(C4*E4,F4) | =G4
B | Drainer | Drainlayer | 0.35 | hour | =GetRate("LAB1",$A5,2) | 1 | =PRODUCT(C5*E5,F5) | =G5
B | DrainLab | Drainlayers Labourer | 0.11667 | hour | =GetRate("LAB1",$A6,2) | 1 | =PRODUCT(C6*E6,F6) | =G6
B | DrainEquip | Drainage Excavation and Compacting Equip | 0.11667 | hour | =GetRate("RES1",$A7,2) | 1 | =PRODUCT(C7*E7,F7) | =G7
B |  | Margin | =GetValue("Builders margin",3) | % | =SubTotal(G1:G7) | 1 | =PRODUCT(C8*E8,F8) | =G8
I | T29.03.160 | 225mm x 45° | T29.03_DRA_Sewer PVC | No
B | 70320 | Plain Junction M&F SN4 - Solvent Joint DWV1504.225.45.SJ PLAIN JUNCTION M+F | 1 | each | =GetRate("DRA",$A1,2) | 1 | =PRODUCT(C1*E1,F1) | =G1
B |  | Discount | =GetValue("Discount 30%",3) | % | =SubTotal(G1:G1) | 1 | =PRODUCT(C2*E2,F2) | =G2
B |  | Waste and Fixings | =GetValue("Waste 7.5%",3) | % | =SubTotal(G1:G2) | 1 | =PRODUCT(C3*E3,F3) | =G3
B |  | freight | 0.02 | % | =SubTotal(G1:G3) | 1 | =PRODUCT(C4*E4,F4) | =G4
B | Drainer | Drainlayer | 0.5 | hour | =GetRate("LAB1",$A5,2) | 1 | =PRODUCT(C5*E5,F5) | =G5
B | DrainLab | Drainlayers Labourer | 0.16667 | hour | =GetRate("LAB1",$A6,2) | 1 | =PRODUCT(C6*E6,F6) | =G6
B | DrainEquip | Drainage Excavation and Compacting Equip | 0.16667 | hour | =GetRate("RES1",$A7,2) | 1 | =PRODUCT(C7*E7,F7) | =G7
B |  | Margin | =GetValue("Builders margin",3) | % | =SubTotal(G1:G7) | 1 | =PRODUCT(C8*E8,F8) | =G8
I | T29.03.163 | 225mm x 88° | T29.03_DRA_Sewer PVC | No
B | 70324 | Plain Junction M&F SN4 - Solvent Joint DWV1504.225.88.SJ PLAIN JUNCTION M+F | 1 | each | =GetRate("DRA",$A1,2) | 1 | =PRODUCT(C1*E1,F1) | =G1
B |  | Discount | =GetValue("Discount 30%",3) | % | =SubTotal(G1:G1) | 1 | =PRODUCT(C2*E2,F2) | =G2
B |  | Waste and Fixings | =GetValue("Waste 7.5%",3) | % | =SubTotal(G1:G2) | 1 | =PRODUCT(C3*E3,F3) | =G3
B |  | freight | 0.02 | % | =SubTotal(G1:G3) | 1 | =PRODUCT(C4*E4,F4) | =G4
B | Drainer | Drainlayer | 0.5 | hour | =GetRate("LAB1",$A5,2) | 1 | =PRODUCT(C5*E5,F5) | =G5
B | DrainLab | Drainlayers Labourer | 0.16667 | hour | =GetRate("LAB1",$A6,2) | 1 | =PRODUCT(C6*E6,F6) | =G6
B | DrainEquip | Drainage Excavation and Compacting Equip | 0.16667 | hour | =GetRate("RES1",$A7,2) | 1 | =PRODUCT(C7*E7,F7) | =G7
B |  | Margin | =GetValue("Builders margin",3) | % | =SubTotal(G1:G7) | 1 | =PRODUCT(C8*E8,F8) | =G8
I | T29.03.166 | 300mm x 45° | T29.03_DRA_Sewer PVC | No
B | 70420 | Plain Junction M&F SN4 - Solvent Joint DWV1504.300.45.SJ PLAIN JUNCTION M+F | 1 | each | =GetRate("DRA",$A1,2) | 1 | =PRODUCT(C1*E1,F1) | =G1
B |  | Discount | =GetValue("Discount 30%",3) | % | =SubTotal(G1:G1) | 1 | =PRODUCT(C2*E2,F2) | =G2
B |  | Waste and Fixings | =GetValue("Waste 7.5%",3) | % | =SubTotal(G1:G2) | 1 | =PRODUCT(C3*E3,F3) | =G3
B |  | freight | 0.02 | % | =SubTotal(G1:G3) | 1 | =PRODUCT(C4*E4,F4) | =G4
B | Drainer | Drainlayer | 0.75 | hour | =GetRate("LAB1",$A5,2) | 1 | =PRODUCT(C5*E5,F5) | =G5
B | DrainLab | Drainlayers Labourer | 0.25 | hour | =GetRate("LAB1",$A6,2) | 1 | =PRODUCT(C6*E6,F6) | =G6
B | DrainEquip | Drainage Excavation and Compacting Equip | 0.25 | hour | =GetRate("RES1",$A7,2) | 1 | =PRODUCT(C7*E7,F7) | =G7
B |  | Margin | =GetValue("Builders margin",3) | % | =SubTotal(G1:G7) | 1 | =PRODUCT(C8*E8,F8) | =G8
I | T29.03.169 | 300mm x 88° | T29.03_DRA_Sewer PVC | No
B | 70424 | Plain Junction M&F SN4 - Solvent Joint DWV1504.300.88.SJ PLAIN JUNCTION M+F | 1 | each | =GetRate("DRA",$A1,2) | 1 | =PRODUCT(C1*E1,F1) | =G1
B |  | Discount | =GetValue("Discount 30%",3) | % | =SubTotal(G1:G1) | 1 | =PRODUCT(C2*E2,F2) | =G2
B |  | Waste and Fixings | =GetValue("Waste 7.5%",3) | % | =SubTotal(G1:G2) | 1 | =PRODUCT(C3*E3,F3) | =G3
B |  | freight | 0.02 | % | =SubTotal(G1:G3) | 1 | =PRODUCT(C4*E4,F4) | =G4
B | Drainer | Drainlayer | 0.75 | hour | =GetRate("LAB1",$A5,2) | 1 | =PRODUCT(C5*E5,F5) | =G5
B | DrainLab | Drainlayers Labourer | 0.25 | hour | =GetRate("LAB1",$A6,2) | 1 | =PRODUCT(C6*E6,F6) | =G6
B | DrainEquip | Drainage Excavation and Compacting Equip | 0.25 | hour | =GetRate("RES1",$A7,2) | 1 | =PRODUCT(C7*E7,F7) | =G7
B |  | Margin | =GetValue("Builders margin",3) | % | =SubTotal(G1:G7) | 1 | =PRODUCT(C8*E8,F8) | =G8
I | T29.03.172 | Plain, fabricated, SN8 | T29.03_DRA_Sewer PVC
I | T29.03.175 | 150mm x 100mm x 45° | T29.03_DRA_Sewer PVC | No
B | 70137 | Reducing Junction DWVZ1504.150.100.45 RED JUNCTION M+F | 1 | each | =GetRate("DRA",$A1,2) | 1 | =PRODUCT(C1*E1,F1) | =G1
B |  | Discount | =GetValue("Discount 30%",3) | % | =SubTotal(G1:G1) | 1 | =PRODUCT(C2*E2,F2) | =G2
B |  | Waste and Fixings | =GetValue("Waste 7.5%",3) | % | =SubTotal(G1:G2) | 1 | =PRODUCT(C3*E3,F3) | =G3
B |  | freight | 0.02 | % | =SubTotal(G1:G3) | 1 | =PRODUCT(C4*E4,F4) | =G4
B | Drainer | Drainlayer | 0.3 | hour | =GetRate("LAB1",$A5,2) | 1 | =PRODUCT(C5*E5,F5) | =G5
B | DrainLab | Drainlayers Labourer | 0.1 | hour | =GetRate("LAB1",$A6,2) | 1 | =PRODUCT(C6*E6,F6) | =G6
B | DrainEquip | Drainage Excavation and Compacting Equip | 0.1 | hour | =GetRate("RES1",$A7,2) | 1 | =PRODUCT(C7*E7,F7) | =G7
B |  | Margin | =GetValue("Builders margin",3) | % | =SubTotal(G1:G7) | 1 | =PRODUCT(C8*E8,F8) | =G8
I | T29.03.178 | 150mm x 100mm x 88° | T29.03_DRA_Sewer PVC | No
B | 70139 | Reducing Junction DWVZ1574.150.100.88 RED JUNCTION M+F | 1 | each | =GetRate("DRA",$A1,2) | 1 | =PRODUCT(C1*E1,F1) | =G1
B |  | Discount | =GetValue("Discount 30%",3) | % | =SubTotal(G1:G1) | 1 | =PRODUCT(C2*E2,F2) | =G2
B |  | Waste and Fixings | =GetValue("Waste 7.5%",3) | % | =SubTotal(G1:G2) | 1 | =PRODUCT(C3*E3,F3) | =G3
B |  | freight | 0.02 | % | =SubTotal(G1:G3) | 1 | =PRODUCT(C4*E4,F4) | =G4
B | Drainer | Drainlayer | 0.3 | hour | =GetRate("LAB1",$A5,2) | 1 | =PRODUCT(C5*E5,F5) | =G5
B | DrainLab | Drainlayers Labourer | 0.1 | hour | =GetRate("LAB1",$A6,2) | 1 | =PRODUCT(C6*E6,F6) | =G6
B | DrainEquip | Drainage Excavation and Compacting Equip | 0.1 | hour | =GetRate("RES1",$A7,2) | 1 | =PRODUCT(C7*E7,F7) | =G7
B |  | Margin | =GetValue("Builders margin",3) | % | =SubTotal(G1:G7) | 1 | =PRODUCT(C8*E8,F8) | =G8
I | T29.03.181 | Reducing, fabricated, SN4 | T29.03_DRA_Sewer PVC
I | T29.03.184 | 175mm x 100mm x 45° | T29.03_DRA_Sewer PVC | No
B | 70229 | Reducing Junction M&F SN4 - Spigot End DWVZ1504.175.100Y. RED JUNC M+F | 1 | each | =GetRate("DRA",$A1,2) | 1 | =PRODUCT(C1*E1,F1) | =G1
B |  | Discount | =GetValue("Discount 30%",3) | % | =SubTotal(G1:G1) | 1 | =PRODUCT(C2*E2,F2) | =G2
B |  | Waste and Fixings | =GetValue("Waste 7.5%",3) | % | =SubTotal(G1:G2) | 1 | =PRODUCT(C3*E3,F3) | =G3
B |  | freight | 0.02 | % | =SubTotal(G1:G3) | 1 | =PRODUCT(C4*E4,F4) | =G4
B | Drainer | Drainlayer | 0.35 | hour | =GetRate("LAB1",$A5,2) | 1 | =PRODUCT(C5*E5,F5) | =G5
B | DrainLab | Drainlayers Labourer | 0.11667 | hour | =GetRate("LAB1",$A6,2) | 1 | =PRODUCT(C6*E6,F6) | =G6
B | DrainEquip | Drainage Excavation and Compacting Equip | 0.11667 | hour | =GetRate("RES1",$A7,2) | 1 | =PRODUCT(C7*E7,F7) | =G7
B |  | Margin | =GetValue("Builders margin",3) | % | =SubTotal(G1:G7) | 1 | =PRODUCT(C8*E8,F8) | =G8
I | T29.03.187 | 175mm x 150mm x 45° | T29.03_DRA_Sewer PVC | No
B | 70235 | Reducing Junction M&F SN4 - Spigot End DWVZ1504.175.150Y. RED JUNC M+F | 1 | each | =GetRate("DRA",$A1,2) | 1 | =PRODUCT(C1*E1,F1) | =G1
B |  | Discount | =GetValue("Discount 30%",3) | % | =SubTotal(G1:G1) | 1 | =PRODUCT(C2*E2,F2) | =G2
B |  | Waste and Fixings | =GetValue("Waste 7.5%",3) | % | =SubTotal(G1:G2) | 1 | =PRODUCT(C3*E3,F3) | =G3
B |  | freight | 0.02 | % | =SubTotal(G1:G3) | 1 | =PRODUCT(C4*E4,F4) | =G4
B | Drainer | Drainlayer | 0.35 | hour | =GetRate("LAB1",$A5,2) | 1 | =PRODUCT(C5*E5,F5) | =G5
B | DrainLab | Drainlayers Labourer | 0.11667 | hour | =GetRate("LAB1",$A6,2) | 1 | =PRODUCT(C6*E6,F6) | =G6
B | DrainEquip | Drainage Excavation and Compacting Equip | 0.11667 | hour | =GetRate("RES1",$A7,2) | 1 | =PRODUCT(C7*E7,F7) | =G7
B |  | Margin | =GetValue("Builders margin",3) | % | =SubTotal(G1:G7) | 1 | =PRODUCT(C8*E8,F8) | =G8
I | T29.03.190 | 225mm x 100mm x 45° | T29.03_DRA_Sewer PVC | No
B | 70329 | Reducing Junction M&F SN4 - Spigot End DWVZ1504.225.100Y RED JUNC M+F | 1 | each | =GetRate("DRA",$A1,2) | 1 | =PRODUCT(C1*E1,F1) | =G1
B |  | Discount | =GetValue("Discount 30%",3) | % | =SubTotal(G1:G1) | 1 | =PRODUCT(C2*E2,F2) | =G2
B |  | Waste and Fixings | =GetValue("Waste 7.5%",3) | % | =SubTotal(G1:G2) | 1 | =PRODUCT(C3*E3,F3) | =G3
B |  | freight | 0.02 | % | =SubTotal(G1:G3) | 1 | =PRODUCT(C4*E4,F4) | =G4
B | Drainer | Drainlayer | 0.5 | hour | =GetRate("LAB1",$A5,2) | 1 | =PRODUCT(C5*E5,F5) | =G5
B | DrainLab | Drainlayers Labourer | 0.16667 | hour | =GetRate("LAB1",$A6,2) | 1 | =PRODUCT(C6*E6,F6) | =G6
B | DrainEquip | Drainage Excavation and Compacting Equip | 0.16667 | hour | =GetRate("RES1",$A7,2) | 1 | =PRODUCT(C7*E7,F7) | =G7
B |  | Margin | =GetValue("Builders margin",3) | % | =SubTotal(G1:G7) | 1 | =PRODUCT(C8*E8,F8) | =G8
I | T29.03.193 | 225mm x 150mm x 45° | T29.03_DRA_Sewer PVC | No
B | 70335 | Reducing Junction M&F SN4 - Spigot End DWVZ1504.225.150Y RED JUNC M+F | 1 | each | =GetRate("DRA",$A1,2) | 1 | =PRODUCT(C1*E1,F1) | =G1
B |  | Discount | =GetValue("Discount 30%",3) | % | =SubTotal(G1:G1) | 1 | =PRODUCT(C2*E2,F2) | =G2
B |  | Waste and Fixings | =GetValue("Waste 7.5%",3) | % | =SubTotal(G1:G2) | 1 | =PRODUCT(C3*E3,F3) | =G3
B |  | freight | 0.02 | % | =SubTotal(G1:G3) | 1 | =PRODUCT(C4*E4,F4) | =G4
B | Drainer | Drainlayer | 0.5 | hour | =GetRate("LAB1",$A5,2) | 1 | =PRODUCT(C5*E5,F5) | =G5
B | DrainLab | Drainlayers Labourer | 0.16667 | hour | =GetRate("LAB1",$A6,2) | 1 | =PRODUCT(C6*E6,F6) | =G6
B | DrainEquip | Drainage Excavation and Compacting Equip | 0.16667 | hour | =GetRate("RES1",$A7,2) | 1 | =PRODUCT(C7*E7,F7) | =G7
B |  | Margin | =GetValue("Builders margin",3) | % | =SubTotal(G1:G7) | 1 | =PRODUCT(C8*E8,F8) | =G8
I | T29.03.196 | 300mm x 100mm x 45° | T29.03_DRA_Sewer PVC | No
B | 70429 | Reducing Junction M&F SN4 - Spigot End DWVZ1504.300.100Y RED JUNC M+F | 1 | each | =GetRate("DRA",$A1,2) | 1 | =PRODUCT(C1*E1,F1) | =G1
B |  | Discount | =GetValue("Discount 30%",3) | % | =SubTotal(G1:G1) | 1 | =PRODUCT(C2*E2,F2) | =G2
B |  | Waste and Fixings | =GetValue("Waste 7.5%",3) | % | =SubTotal(G1:G2) | 1 | =PRODUCT(C3*E3,F3) | =G3
B |  | freight | 0.02 | % | =SubTotal(G1:G3) | 1 | =PRODUCT(C4*E4,F4) | =G4
B | Drainer | Drainlayer | 0.75 | hour | =GetRate("LAB1",$A5,2) | 1 | =PRODUCT(C5*E5,F5) | =G5
B | DrainLab | Drainlayers Labourer | 0.25 | hour | =GetRate("LAB1",$A6,2) | 1 | =PRODUCT(C6*E6,F6) | =G6
B | DrainEquip | Drainage Excavation and Compacting Equip | 0.25 | hour | =GetRate("RES1",$A7,2) | 1 | =PRODUCT(C7*E7,F7) | =G7
B |  | Margin | =GetValue("Builders margin",3) | % | =SubTotal(G1:G7) | 1 | =PRODUCT(C8*E8,F8) | =G8
I | T29.03.199 | 300mm x 150mm x 45° | T29.03_DRA_Sewer PVC | No
B | 70435 | Reducing Junction M&F SN4 - Spigot End DWVZ1504.300.150Y RED JUNC M+F | 1 | each | =GetRate("DRA",$A1,2) | 1 | =PRODUCT(C1*E1,F1) | =G1
B |  | Discount | =GetValue("Discount 30%",3) | % | =SubTotal(G1:G1) | 1 | =PRODUCT(C2*E2,F2) | =G2
B |  | Waste and Fixings | =GetValue("Waste 7.5%",3) | % | =SubTotal(G1:G2) | 1 | =PRODUCT(C3*E3,F3) | =G3
B |  | freight | 0.02 | % | =SubTotal(G1:G3) | 1 | =PRODUCT(C4*E4,F4) | =G4
B | Drainer | Drainlayer | 0.75 | hour | =GetRate("LAB1",$A5,2) | 1 | =PRODUCT(C5*E5,F5) | =G5
B | DrainLab | Drainlayers Labourer | 0.25 | hour | =GetRate("LAB1",$A6,2) | 1 | =PRODUCT(C6*E6,F6) | =G6
B | DrainEquip | Drainage Excavation and Compacting Equip | 0.25 | hour | =GetRate("RES1",$A7,2) | 1 | =PRODUCT(C7*E7,F7) | =G7
B |  | Margin | =GetValue("Builders margin",3) | % | =SubTotal(G1:G7) | 1 | =PRODUCT(C8*E8,F8) | =G8
I | T29.03.202 | 300mm x 225mm x 45° | T29.03_DRA_Sewer PVC | No
B | 70439 | Reducing Junction M&F SN4 - Spigot End DWVZ1504.300.225Y RED JUNC M+F | 1 | each | =GetRate("DRA",$A1,2) | 1 | =PRODUCT(C1*E1,F1) | =G1
B |  | Discount | =GetValue("Discount 30%",3) | % | =SubTotal(G1:G1) | 1 | =PRODUCT(C2*E2,F2) | =G2
B |  | Waste and Fixings | =GetValue("Waste 7.5%",3) | % | =SubTotal(G1:G2) | 1 | =PRODUCT(C3*E3,F3) | =G3
B |  | freight | 0.02 | % | =SubTotal(G1:G3) | 1 | =PRODUCT(C4*E4,F4) | =G4
B | Drainer | Drainlayer | 0.75 | hour | =GetRate("LAB1",$A5,2) | 1 | =PRODUCT(C5*E5,F5) | =G5
B | DrainLab | Drainlayers Labourer | 0.25 | hour | =GetRate("LAB1",$A6,2) | 1 | =PRODUCT(C6*E6,F6) | =G6
B | DrainEquip | Drainage Excavation and Compacting Equip | 0.25 | hour | =GetRate("RES1",$A7,2) | 1 | =PRODUCT(C7*E7,F7) | =G7
B |  | Margin | =GetValue("Builders margin",3) | % | =SubTotal(G1:G7) | 1 | =PRODUCT(C8*E8,F8) | =G8
I | T29.03.205 | 375mm x 175mm x 45° | T29.03_DRA_Sewer PVC | No
B | 70516 | Reducing Junction M&F SN4 - Spigot End DWVZ1504.375.175Y RED JUNC M+F | 1 | each | =GetRate("DRA",$A1,2) | 1 | =PRODUCT(C1*E1,F1) | =G1
B |  | Discount | =GetValue("Discount 30%",3) | % | =SubTotal(G1:G1) | 1 | =PRODUCT(C2*E2,F2) | =G2
B |  | Waste and Fixings | =GetValue("Waste 7.5%",3) | % | =SubTotal(G1:G2) | 1 | =PRODUCT(C3*E3,F3) | =G3
B |  | freight | 0.02 | % | =SubTotal(G1:G3) | 1 | =PRODUCT(C4*E4,F4) | =G4
B | Drainer | Drainlayer | 0.9 | hour | =GetRate("LAB1",$A5,2) | 1 | =PRODUCT(C5*E5,F5) | =G5
B | DrainLab | Drainlayers Labourer | 0.3 | hour | =GetRate("LAB1",$A6,2) | 1 | =PRODUCT(C6*E6,F6) | =G6
B | DrainEquip | Drainage Excavation and Compacting Equip | 0.3 | hour | =GetRate("RES1",$A7,2) | 1 | =PRODUCT(C7*E7,F7) | =G7
B |  | Margin | =GetValue("Builders margin",3) | % | =SubTotal(G1:G7) | 1 | =PRODUCT(C8*E8,F8) | =G8
I | T29.03.208 | 375mm x 225mm x 45° | T29.03_DRA_Sewer PVC | No
B | 70517 | Reducing Junction M&F SN4 - Spigot End DWVZ1504.375.225Y RED JUNC M+F | 1 | each | =GetRate("DRA",$A1,2) | 1 | =PRODUCT(C1*E1,F1) | =G1
B |  | Discount | =GetValue("Discount 30%",3) | % | =SubTotal(G1:G1) | 1 | =PRODUCT(C2*E2,F2) | =G2
B |  | Waste and Fixings | =GetValue("Waste 7.5%",3) | % | =SubTotal(G1:G2) | 1 | =PRODUCT(C3*E3,F3) | =G3
B |  | freight | 0.02 | % | =SubTotal(G1:G3) | 1 | =PRODUCT(C4*E4,F4) | =G4
B | Drainer | Drainlayer | 0.9 | hour | =GetRate("LAB1",$A5,2) | 1 | =PRODUCT(C5*E5,F5) | =G5
B | DrainLab | Drainlayers Labourer | 0.3 | hour | =GetRate("LAB1",$A6,2) | 1 | =PRODUCT(C6*E6,F6) | =G6
B | DrainEquip | Drainage Excavation and Compacting Equip | 0.3 | hour | =GetRate("RES1",$A7,2) | 1 | =PRODUCT(C7*E7,F7) | =G7
B |  | Margin | =GetValue("Builders margin",3) | % | =SubTotal(G1:G7) | 1 | =PRODUCT(C8*E8,F8) | =G8
I | T29.03.211 | 375mm x 300mm x 45° | T29.03_DRA_Sewer PVC | No
B | 70518 | Reducing Junction M&F SN4 - Spigot End DWVZ1504.375.300Y RED JUNC M+F | 1 | each | =GetRate("DRA",$A1,2) | 1 | =PRODUCT(C1*E1,F1) | =G1
B |  | Discount | =GetValue("Discount 30%",3) | % | =SubTotal(G1:G1) | 1 | =PRODUCT(C2*E2,F2) | =G2
B |  | Waste and Fixings | =GetValue("Waste 7.5%",3) | % | =SubTotal(G1:G2) | 1 | =PRODUCT(C3*E3,F3) | =G3
B |  | freight | 0.02 | % | =SubTotal(G1:G3) | 1 | =PRODUCT(C4*E4,F4) | =G4
B | Drainer | Drainlayer | 0.9 | hour | =GetRate("LAB1",$A5,2) | 1 | =PRODUCT(C5*E5,F5) | =G5
B | DrainLab | Drainlayers Labourer | 0.3 | hour | =GetRate("LAB1",$A6,2) | 1 | =PRODUCT(C6*E6,F6) | =G6
B | DrainEquip | Drainage Excavation and Compacting Equip | 0.3 | hour | =GetRate("RES1",$A7,2) | 1 | =PRODUCT(C7*E7,F7) | =G7
B |  | Margin | =GetValue("Builders margin",3) | % | =SubTotal(G1:G7) | 1 | =PRODUCT(C8*E8,F8) | =G8
I | T29.03.214 | Reducing, fabricated, SN16 | T29.03_DRA_Sewer PVC
I | T29.03.217 | 150mm x 100mm x 45° | T29.03_DRA_Sewer PVC | No
B | 70138 | Reducing Junction SN16 M&F Heavy Duty - RRJ DWVZ1504H.150.100Y RED JUNCTION M+F H/D | 1 | each | =GetRate("DRA",$A1,2) | 1 | =PRODUCT(C1*E1,F1) | =G1
B |  | Discount | =GetValue("Discount 30%",3) | % | =SubTotal(G1:G1) | 1 | =PRODUCT(C2*E2,F2) | =G2
B |  | Waste and Fixings | =GetValue("Waste 7.5%",3) | % | =SubTotal(G1:G2) | 1 | =PRODUCT(C3*E3,F3) | =G3
B |  | freight | 0.02 | % | =SubTotal(G1:G3) | 1 | =PRODUCT(C4*E4,F4) | =G4
B | Drainer | Drainlayer | 0.3 | hour | =GetRate("LAB1",$A5,2) | 1 | =PRODUCT(C5*E5,F5) | =G5
B | DrainLab | Drainlayers Labourer | 0.1 | hour | =GetRate("LAB1",$A6,2) | 1 | =PRODUCT(C6*E6,F6) | =G6
B | DrainEquip | Drainage Excavation and Compacting Equip | 0.1 | hour | =GetRate("RES1",$A7,2) | 1 | =PRODUCT(C7*E7,F7) | =G7
B |  | Margin | =GetValue("Builders margin",3) | % | =SubTotal(G1:G7) | 1 | =PRODUCT(C8*E8,F8) | =G8
I | T29.03.220 | 175mm x 100mm x 45° | T29.03_DRA_Sewer PVC | No
B | 70230 | Reducing Junction SN16 M&F Heavy Duty - RRJ DWVZ1504H.175.100Y RED JUNC M+F H/D | 1 | each | =GetRate("DRA",$A1,2) | 1 | =PRODUCT(C1*E1,F1) | =G1
B |  | Discount | =GetValue("Discount 30%",3) | % | =SubTotal(G1:G1) | 1 | =PRODUCT(C2*E2,F2) | =G2
B |  | Waste and Fixings | =GetValue("Waste 7.5%",3) | % | =SubTotal(G1:G2) | 1 | =PRODUCT(C3*E3,F3) | =G3
B |  | freight | 0.02 | % | =SubTotal(G1:G3) | 1 | =PRODUCT(C4*E4,F4) | =G4
B | Drainer | Drainlayer | 0.35 | hour | =GetRate("LAB1",$A5,2) | 1 | =PRODUCT(C5*E5,F5) | =G5
B | DrainLab | Drainlayers Labourer | 0.11667 | hour | =GetRate("LAB1",$A6,2) | 1 | =PRODUCT(C6*E6,F6) | =G6
B | DrainEquip | Drainage Excavation and Compacting Equip | 0.11667 | hour | =GetRate("RES1",$A7,2) | 1 | =PRODUCT(C7*E7,F7) | =G7
B |  | Margin | =GetValue("Builders margin",3) | % | =SubTotal(G1:G7) | 1 | =PRODUCT(C8*E8,F8) | =G8
I | T29.03.223 | 225mm x 100mm x 45° | T29.03_DRA_Sewer PVC | No
B | 70330 | Reducing Junction SN16 M&F Heavy Duty - RRJ DWVZ1504H.225.100Y RED JUNC M+F H/D | 1 | each | =GetRate("DRA",$A1,2) | 1 | =PRODUCT(C1*E1,F1) | =G1
B |  | Discount | =GetValue("Discount 30%",3) | % | =SubTotal(G1:G1) | 1 | =PRODUCT(C2*E2,F2) | =G2
B |  | Waste and Fixings | =GetValue("Waste 7.5%",3) | % | =SubTotal(G1:G2) | 1 | =PRODUCT(C3*E3,F3) | =G3
B |  | freight | 0.02 | % | =SubTotal(G1:G3) | 1 | =PRODUCT(C4*E4,F4) | =G4
B | Drainer | Drainlayer | 0.5 | hour | =GetRate("LAB1",$A5,2) | 1 | =PRODUCT(C5*E5,F5) | =G5
B | DrainLab | Drainlayers Labourer | 0.16667 | hour | =GetRate("LAB1",$A6,2) | 1 | =PRODUCT(C6*E6,F6) | =G6
B | DrainEquip | Drainage Excavation and Compacting Equip | 0.16667 | hour | =GetRate("RES1",$A7,2) | 1 | =PRODUCT(C7*E7,F7) | =G7
B |  | Margin | =GetValue("Builders margin",3) | % | =SubTotal(G1:G7) | 1 | =PRODUCT(C8*E8,F8) | =G8
I | T29.03.226 | 225mm x 150mm x 45° | T29.03_DRA_Sewer PVC | No
B | 70336 | Reducing Junction SN16 M&F Heavy Duty - RRJ DWVZ1504H.225.150Y RED JUNC M+F H/D | 1 | each | =GetRate("DRA",$A1,2) | 1 | =PRODUCT(C1*E1,F1) | =G1
B |  | Discount | =GetValue("Discount 30%",3) | % | =SubTotal(G1:G1) | 1 | =PRODUCT(C2*E2,F2) | =G2
B |  | Waste and Fixings | =GetValue("Waste 7.5%",3) | % | =SubTotal(G1:G2) | 1 | =PRODUCT(C3*E3,F3) | =G3
B |  | freight | 0.02 | % | =SubTotal(G1:G3) | 1 | =PRODUCT(C4*E4,F4) | =G4
B | Drainer | Drainlayer | 0.5 | hour | =GetRate("LAB1",$A5,2) | 1 | =PRODUCT(C5*E5,F5) | =G5
B | DrainLab | Drainlayers Labourer | 0.16667 | hour | =GetRate("LAB1",$A6,2) | 1 | =PRODUCT(C6*E6,F6) | =G6
B | DrainEquip | Drainage Excavation and Compacting Equip | 0.16667 | hour | =GetRate("RES1",$A7,2) | 1 | =PRODUCT(C7*E7,F7) | =G7
B |  | Margin | =GetValue("Builders margin",3) | % | =SubTotal(G1:G7) | 1 | =PRODUCT(C8*E8,F8) | =G8
I | T29.03.229 | 300mm x 100mm x 45° | T29.03_DRA_Sewer PVC | No
B | 70430 | Reducing Junction SN16 M&F Heavy Duty - RRJ DWVZ1504H.300.100Y RED JUNC M+F H/D | 1 | each | =GetRate("DRA",$A1,2) | 1 | =PRODUCT(C1*E1,F1) | =G1
B |  | Discount | =GetValue("Discount 30%",3) | % | =SubTotal(G1:G1) | 1 | =PRODUCT(C2*E2,F2) | =G2
B |  | Waste and Fixings | =GetValue("Waste 7.5%",3) | % | =SubTotal(G1:G2) | 1 | =PRODUCT(C3*E3,F3) | =G3
B |  | freight | 0.02 | % | =SubTotal(G1:G3) | 1 | =PRODUCT(C4*E4,F4) | =G4
B | Drainer | Drainlayer | 0.75 | hour | =GetRate("LAB1",$A5,2) | 1 | =PRODUCT(C5*E5,F5) | =G5
B | DrainLab | Drainlayers Labourer | 0.25 | hour | =GetRate("LAB1",$A6,2) | 1 | =PRODUCT(C6*E6,F6) | =G6
B | DrainEquip | Drainage Excavation and Compacting Equip | 0.25 | hour | =GetRate("RES1",$A7,2) | 1 | =PRODUCT(C7*E7,F7) | =G7
B |  | Margin | =GetValue("Builders margin",3) | % | =SubTotal(G1:G7) | 1 | =PRODUCT(C8*E8,F8) | =G8
I | T29.03.232 | Inspection, side access | T29.03_DRA_Sewer PVC
I | T29.03.235 | 100mm x 45° | T29.03_DRA_Sewer PVC | No
B | 70044 | Access Junction DWVZ1505.100.45LH SIDE ACCESS JUNCTION | 1 | each | =GetRate("DRA",$A1,2) | 1 | =PRODUCT(C1*E1,F1) | =G1
B |  | Discount | =GetValue("Discount 30%",3) | % | =SubTotal(G1:G1) | 1 | =PRODUCT(C2*E2,F2) | =G2
B |  | Waste and Fixings | =GetValue("Waste 7.5%",3) | % | =SubTotal(G1:G2) | 1 | =PRODUCT(C3*E3,F3) | =G3
B |  | freight | 0.02 | % | =SubTotal(G1:G3) | 1 | =PRODUCT(C4*E4,F4) | =G4
B | Drainer | Drainlayer | 0.25 | hour | =GetRate("LAB1",$A5,2) | 1 | =PRODUCT(C5*E5,F5) | =G5
B | DrainLab | Drainlayers Labourer | 0.083333 | hour | =GetRate("LAB1",$A6,2) | 1 | =PRODUCT(C6*E6,F6) | =G6
B | DrainEquip | Drainage Excavation and Compacting Equip | 0.083333 | hour | =GetRate("RES1",$A7,2) | 1 | =PRODUCT(C7*E7,F7) | =G7
B |  | Margin | =GetValue("Builders margin",3) | % | =SubTotal(G1:G7) | 1 | =PRODUCT(C8*E8,F8) | =G8
I | T29.03.238 | <b>General Fittings to uPVC Pipe</b> | T29.03_DRA_Sewer PVC
I | T29.03.241 | Inspection pipe | T29.03_DRA_Sewer PVC
I | T29.03.244 | 100mm | T29.03_DRA_Sewer PVC | No
B | 70065 | Inspection Pipe DWVZ1529.100 ACCESS PIPE M+F | 1 | each | =GetRate("DRA",$A1,2) | 1 | =PRODUCT(C1*E1,F1) | =G1
B |  | Discount | =GetValue("Discount 30%",3) | % | =SubTotal(G1:G1) | 1 | =PRODUCT(C2*E2,F2) | =G2
B |  | Waste and Fixings | =GetValue("Waste 7.5%",3) | % | =SubTotal(G1:G2) | 1 | =PRODUCT(C3*E3,F3) | =G3
B |  | freight | 0.02 | % | =SubTotal(G1:G3) | 1 | =PRODUCT(C4*E4,F4) | =G4
B | Drainer | Drainlayer | 0.2 | hour | =GetRate("LAB1",$A5,2) | 1 | =PRODUCT(C5*E5,F5) | =G5
B | DrainLab | Drainlayers Labourer | 0.066667 | hour | =GetRate("LAB1",$A6,2) | 1 | =PRODUCT(C6*E6,F6) | =G6
B | DrainEquip | Drainage Excavation and Compacting Equip | 0.066667 | hour | =GetRate("RES1",$A7,2) | 1 | =PRODUCT(C7*E7,F7) | =G7
B |  | Margin | =GetValue("Builders margin",3) | % | =SubTotal(G1:G7) | 1 | =PRODUCT(C8*E8,F8) | =G8
I | T29.03.247 | 150mm | T29.03_DRA_Sewer PVC | No
B | 70164 | Inspection Pipe DWVZ1529.150 ACCESS PIPE M+F | 1 | each | =GetRate("DRA",$A1,2) | 1 | =PRODUCT(C1*E1,F1) | =G1
B |  | Discount | =GetValue("Discount 30%",3) | % | =SubTotal(G1:G1) | 1 | =PRODUCT(C2*E2,F2) | =G2
B |  | Waste and Fixings | =GetValue("Waste 7.5%",3) | % | =SubTotal(G1:G2) | 1 | =PRODUCT(C3*E3,F3) | =G3
B |  | freight | 0.02 | % | =SubTotal(G1:G3) | 1 | =PRODUCT(C4*E4,F4) | =G4
B | Drainer | Drainlayer | 0.25 | hour | =GetRate("LAB1",$A5,2) | 1 | =PRODUCT(C5*E5,F5) | =G5
B | DrainLab | Drainlayers Labourer | 0.083333 | hour | =GetRate("LAB1",$A6,2) | 1 | =PRODUCT(C6*E6,F6) | =G6
B | DrainEquip | Drainage Excavation and Compacting Equip | 0.083333 | hour | =GetRate("RES1",$A7,2) | 1 | =PRODUCT(C7*E7,F7) | =G7
B |  | Margin | =GetValue("Builders margin",3) | % | =SubTotal(G1:G7) | 1 | =PRODUCT(C8*E8,F8) | =G8
I | T29.03.250 | Adaptor, PVC: Ceramic | T29.03_DRA_Sewer PVC
I | T29.03.253 | 100mm | T29.03_DRA_Sewer PVC | No
B | 70059 | PVC to Ceramic Adaptor DWVZ1524.100 ADAPTOR PVC-CERAMIC | 1 | each | =GetRate("DRA",$A1,2) | 1 | =PRODUCT(C1*E1,F1) | =G1
B |  | Discount | =GetValue("Discount 30%",3) | % | =SubTotal(G1:G1) | 1 | =PRODUCT(C2*E2,F2) | =G2
B |  | Waste and Fixings | =GetValue("Waste 7.5%",3) | % | =SubTotal(G1:G2) | 1 | =PRODUCT(C3*E3,F3) | =G3
B |  | freight | 0.02 | % | =SubTotal(G1:G3) | 1 | =PRODUCT(C4*E4,F4) | =G4
B | Drainer | Drainlayer | 0.15 | hour | =GetRate("LAB1",$A5,2) | 1 | =PRODUCT(C5*E5,F5) | =G5
B | DrainLab | Drainlayers Labourer | 0.05 | hour | =GetRate("LAB1",$A6,2) | 1 | =PRODUCT(C6*E6,F6) | =G6
B | DrainEquip | Drainage Excavation and Compacting Equip | 0.05 | hour | =GetRate("RES1",$A7,2) | 1 | =PRODUCT(C7*E7,F7) | =G7
B |  | Margin | =GetValue("Builders margin",3) | % | =SubTotal(G1:G7) | 1 | =PRODUCT(C8*E8,F8) | =G8
I | T29.03.256 | 150mm | T29.03_DRA_Sewer PVC | No
B | 70158 | PVC to Ceramic Adaptor DWVZ1524.150 ADAPTOR PVC-CERAMIC | 1 | each | =GetRate("DRA",$A1,2) | 1 | =PRODUCT(C1*E1,F1) | =G1
B |  | Discount | =GetValue("Discount 30%",3) | % | =SubTotal(G1:G1) | 1 | =PRODUCT(C2*E2,F2) | =G2
B |  | Waste and Fixings | =GetValue("Waste 7.5%",3) | % | =SubTotal(G1:G2) | 1 | =PRODUCT(C3*E3,F3) | =G3
B |  | freight | 0.02 | % | =SubTotal(G1:G3) | 1 | =PRODUCT(C4*E4,F4) | =G4
B | Drainer | Drainlayer | 0.15 | hour | =GetRate("LAB1",$A5,2) | 1 | =PRODUCT(C5*E5,F5) | =G5
B | DrainLab | Drainlayers Labourer | 0.05 | hour | =GetRate("LAB1",$A6,2) | 1 | =PRODUCT(C6*E6,F6) | =G6
B | DrainEquip | Drainage Excavation and Compacting Equip | 0.05 | hour | =GetRate("RES1",$A7,2) | 1 | =PRODUCT(C7*E7,F7) | =G7
B |  | Margin | =GetValue("Builders margin",3) | % | =SubTotal(G1:G7) | 1 | =PRODUCT(C8*E8,F8) | =G8
I | T29.03.259 | Reducer, level invert | T29.03_DRA_Sewer PVC
I | T29.03.262 | 100mm x 80mm | T29.03_DRA_Sewer PVC | No
B | 70056 | Level Invert Taper DWVZ1523.100.80 LEVEL INVERT REDUCER | 1 | each | =GetRate("DRA",$A1,2) | 1 | =PRODUCT(C1*E1,F1) | =G1
B |  | Discount | =GetValue("Discount 30%",3) | % | =SubTotal(G1:G1) | 1 | =PRODUCT(C2*E2,F2) | =G2
B |  | Waste and Fixings | =GetValue("Waste 7.5%",3) | % | =SubTotal(G1:G2) | 1 | =PRODUCT(C3*E3,F3) | =G3
B |  | freight | 0.02 | % | =SubTotal(G1:G3) | 1 | =PRODUCT(C4*E4,F4) | =G4
B | Drainer | Drainlayer | 0.17 | hour | =GetRate("LAB1",$A5,2) | 1 | =PRODUCT(C5*E5,F5) | =G5
B | DrainLab | Drainlayers Labourer | 0.056667 | hour | =GetRate("LAB1",$A6,2) | 1 | =PRODUCT(C6*E6,F6) | =G6
B | DrainEquip | Drainage Excavation and Compacting Equip | 0.056667 | hour | =GetRate("RES1",$A7,2) | 1 | =PRODUCT(C7*E7,F7) | =G7
B |  | Margin | =GetValue("Builders margin",3) | % | =SubTotal(G1:G7) | 1 | =PRODUCT(C8*E8,F8) | =G8
I | T29.03.265 | 150mm x100mm | T29.03_DRA_Sewer PVC | No
B | 70156 | Level Invert Taper DWVZ1523.150.100 LEVEL INVERT REDUCER | 1 | each | =GetRate("DRA",$A1,2) | 1 | =PRODUCT(C1*E1,F1) | =G1
B |  | Discount | =GetValue("Discount 30%",3) | % | =SubTotal(G1:G1) | 1 | =PRODUCT(C2*E2,F2) | =G2
B |  | Waste and Fixings | =GetValue("Waste 7.5%",3) | % | =SubTotal(G1:G2) | 1 | =PRODUCT(C3*E3,F3) | =G3
B |  | freight | 0.02 | % | =SubTotal(G1:G3) | 1 | =PRODUCT(C4*E4,F4) | =G4
B | Drainer | Drainlayer | 0.2 | hour | =GetRate("LAB1",$A5,2) | 1 | =PRODUCT(C5*E5,F5) | =G5
B | DrainLab | Drainlayers Labourer | 0.066667 | hour | =GetRate("LAB1",$A6,2) | 1 | =PRODUCT(C6*E6,F6) | =G6
B | DrainEquip | Drainage Excavation and Compacting Equip | 0.066667 | hour | =GetRate("RES1",$A7,2) | 1 | =PRODUCT(C7*E7,F7) | =G7
B |  | Margin | =GetValue("Builders margin",3) | % | =SubTotal(G1:G7) | 1 | =PRODUCT(C8*E8,F8) | =G8
I | T29.03.268 | 175mm x 150mm | T29.03_DRA_Sewer PVC | No
B | 70261 | Push-on Cap SN4 DWV1537.175 PUSH ON CAP | 1 | each | =GetRate("DRA",$A1,2) | 1 | =PRODUCT(C1*E1,F1) | =G1
B |  | Discount | =GetValue("Discount 30%",3) | % | =SubTotal(G1:G1) | 1 | =PRODUCT(C2*E2,F2) | =G2
B |  | Waste and Fixings | =GetValue("Waste 7.5%",3) | % | =SubTotal(G1:G2) | 1 | =PRODUCT(C3*E3,F3) | =G3
B |  | freight | 0.02 | % | =SubTotal(G1:G3) | 1 | =PRODUCT(C4*E4,F4) | =G4
B | Drainer | Drainlayer | 0.25 | hour | =GetRate("LAB1",$A5,2) | 1 | =PRODUCT(C5*E5,F5) | =G5
B | DrainLab | Drainlayers Labourer | 0.083333 | hour | =GetRate("LAB1",$A6,2) | 1 | =PRODUCT(C6*E6,F6) | =G6
B | DrainEquip | Drainage Excavation and Compacting Equip | 0.083333 | hour | =GetRate("RES1",$A7,2) | 1 | =PRODUCT(C7*E7,F7) | =G7
B |  | Margin | =GetValue("Builders margin",3) | % | =SubTotal(G1:G7) | 1 | =PRODUCT(C8*E8,F8) | =G8
I | T29.03.271 | 225mm x 175mm | T29.03_DRA_Sewer PVC | No
B | 70357 | Level Invert SN4 DWVZ1523.225.175 LEVEL INVERT | 1 | each | =GetRate("DRA",$A1,2) | 1 | =PRODUCT(C1*E1,F1) | =G1
B |  | Discount | =GetValue("Discount 30%",3) | % | =SubTotal(G1:G1) | 1 | =PRODUCT(C2*E2,F2) | =G2
B |  | Waste and Fixings | =GetValue("Waste 7.5%",3) | % | =SubTotal(G1:G2) | 1 | =PRODUCT(C3*E3,F3) | =G3
B |  | freight | 0.02 | % | =SubTotal(G1:G3) | 1 | =PRODUCT(C4*E4,F4) | =G4
B | Drainer | Drainlayer | 0.3 | hour | =GetRate("LAB1",$A5,2) | 1 | =PRODUCT(C5*E5,F5) | =G5
B | DrainLab | Drainlayers Labourer | 0.1 | hour | =GetRate("LAB1",$A6,2) | 1 | =PRODUCT(C6*E6,F6) | =G6
B | DrainEquip | Drainage Excavation and Compacting Equip | 0.1 | hour | =GetRate("RES1",$A7,2) | 1 | =PRODUCT(C7*E7,F7) | =G7
B |  | Margin | =GetValue("Builders margin",3) | % | =SubTotal(G1:G7) | 1 | =PRODUCT(C8*E8,F8) | =G8
I | T29.03.274 | 300mm x 225mm | T29.03_DRA_Sewer PVC | No
B | 70458 | Level Invert SN4 DWVZ1523.300.225 LEVEL INVERT | 1 | each | =GetRate("DRA",$A1,2) | 1 | =PRODUCT(C1*E1,F1) | =G1
B |  | Discount | =GetValue("Discount 30%",3) | % | =SubTotal(G1:G1) | 1 | =PRODUCT(C2*E2,F2) | =G2
B |  | Waste and Fixings | =GetValue("Waste 7.5%",3) | % | =SubTotal(G1:G2) | 1 | =PRODUCT(C3*E3,F3) | =G3
B |  | freight | 0.02 | % | =SubTotal(G1:G3) | 1 | =PRODUCT(C4*E4,F4) | =G4
B | Drainer | Drainlayer | 0.35 | hour | =GetRate("LAB1",$A5,2) | 1 | =PRODUCT(C5*E5,F5) | =G5
B | DrainLab | Drainlayers Labourer | 0.11667 | hour | =GetRate("LAB1",$A6,2) | 1 | =PRODUCT(C6*E6,F6) | =G6
B | DrainEquip | Drainage Excavation and Compacting Equip | 0.11667 | hour | =GetRate("RES1",$A7,2) | 1 | =PRODUCT(C7*E7,F7) | =G7
B |  | Margin | =GetValue("Builders margin",3) | % | =SubTotal(G1:G7) | 1 | =PRODUCT(C8*E8,F8) | =G8
I | T29.03.277 | Stop ends, push-on type | T29.03_DRA_Sewer PVC
I | T29.03.280 | 100mm dia | T29.03_DRA_Sewer PVC | No
B | 71748 | Push-on Cap DWV137.100 PUSH ON CAP | 1 | each | =GetRate("DRA",$A1,2) | 1 | =PRODUCT(C1*E1,F1) | =G1
B |  | Discount | =GetValue("Discount 30%",3) | % | =SubTotal(G1:G1) | 1 | =PRODUCT(C2*E2,F2) | =G2
B |  | Waste and Fixings | =GetValue("Waste 7.5%",3) | % | =SubTotal(G1:G2) | 1 | =PRODUCT(C3*E3,F3) | =G3
B |  | freight | 0.02 | % | =SubTotal(G1:G3) | 1 | =PRODUCT(C4*E4,F4) | =G4
B | Drainer | Drainlayer | 0.05 | hour | =GetRate("LAB1",$A5,2) | 1 | =PRODUCT(C5*E5,F5) | =G5
B | DrainLab | Drainlayers Labourer | 0.016667 | hour | =GetRate("LAB1",$A6,2) | 1 | =PRODUCT(C6*E6,F6) | =G6
B | DrainEquip | Drainage Excavation and Compacting Equip | 0.016667 | hour | =GetRate("RES1",$A7,2) | 1 | =PRODUCT(C7*E7,F7) | =G7
B |  | Margin | =GetValue("Builders margin",3) | % | =SubTotal(G1:G7) | 1 | =PRODUCT(C8*E8,F8) | =G8
I | T29.03.283 | 150mm dia | T29.03_DRA_Sewer PVC | No
B | 71749 | Push-on Cap DWV137.150 PUSH ON CAP | 1 | each | =GetRate("DRA",$A1,2) | 1 | =PRODUCT(C1*E1,F1) | =G1
B |  | Discount | =GetValue("Discount 30%",3) | % | =SubTotal(G1:G1) | 1 | =PRODUCT(C2*E2,F2) | =G2
B |  | Waste and Fixings | =GetValue("Waste 7.5%",3) | % | =SubTotal(G1:G2) | 1 | =PRODUCT(C3*E3,F3) | =G3
B |  | freight | 0.02 | % | =SubTotal(G1:G3) | 1 | =PRODUCT(C4*E4,F4) | =G4
B | Drainer | Drainlayer | 0.05 | hour | =GetRate("LAB1",$A5,2) | 1 | =PRODUCT(C5*E5,F5) | =G5
B | DrainLab | Drainlayers Labourer | 0.016667 | hour | =GetRate("LAB1",$A6,2) | 1 | =PRODUCT(C6*E6,F6) | =G6
B | DrainEquip | Drainage Excavation and Compacting Equip | 0.016667 | hour | =GetRate("RES1",$A7,2) | 1 | =PRODUCT(C7*E7,F7) | =G7
B |  | Margin | =GetValue("Builders margin",3) | % | =SubTotal(G1:G7) | 1 | =PRODUCT(C8*E8,F8) | =G8
I | T29.03.286 | 175mm dia | T29.03_DRA_Sewer PVC | No
B | 70261 | Push-on Cap SN4 DWV1537.175 PUSH ON CAP | 1 | each | =GetRate("DRA",$A1,2) | 1 | =PRODUCT(C1*E1,F1) | =G1
B |  | Discount | =GetValue("Discount 30%",3) | % | =SubTotal(G1:G1) | 1 | =PRODUCT(C2*E2,F2) | =G2
B |  | Waste and Fixings | =GetValue("Waste 7.5%",3) | % | =SubTotal(G1:G2) | 1 | =PRODUCT(C3*E3,F3) | =G3
B |  | freight | 0.02 | % | =SubTotal(G1:G3) | 1 | =PRODUCT(C4*E4,F4) | =G4
B | Drainer | Drainlayer | 0.05 | hour | =GetRate("LAB1",$A5,2) | 1 | =PRODUCT(C5*E5,F5) | =G5
B | DrainLab | Drainlayers Labourer | 0.016667 | hour | =GetRate("LAB1",$A6,2) | 1 | =PRODUCT(C6*E6,F6) | =G6
B | DrainEquip | Drainage Excavation and Compacting Equip | 0.016667 | hour | =GetRate("RES1",$A7,2) | 1 | =PRODUCT(C7*E7,F7) | =G7
B |  | Margin | =GetValue("Builders margin",3) | % | =SubTotal(G1:G7) | 1 | =PRODUCT(C8*E8,F8) | =G8
I | T29.03.289 | 225mm dia | T29.03_DRA_Sewer PVC | No
B | 70361 | Push-on Cap SN4 DWV1537.225 PUSH ON CAP | 1 | each | =GetRate("DRA",$A1,2) | 1 | =PRODUCT(C1*E1,F1) | =G1
B |  | Discount | =GetValue("Discount 30%",3) | % | =SubTotal(G1:G1) | 1 | =PRODUCT(C2*E2,F2) | =G2
B |  | Waste and Fixings | =GetValue("Waste 7.5%",3) | % | =SubTotal(G1:G2) | 1 | =PRODUCT(C3*E3,F3) | =G3
B |  | freight | 0.02 | % | =SubTotal(G1:G3) | 1 | =PRODUCT(C4*E4,F4) | =G4
B | Drainer | Drainlayer | 0.08 | hour | =GetRate("LAB1",$A5,2) | 1 | =PRODUCT(C5*E5,F5) | =G5
B | DrainLab | Drainlayers Labourer | 0.026667 | hour | =GetRate("LAB1",$A6,2) | 1 | =PRODUCT(C6*E6,F6) | =G6
B | DrainEquip | Drainage Excavation and Compacting Equip | 0.026667 | hour | =GetRate("RES1",$A7,2) | 1 | =PRODUCT(C7*E7,F7) | =G7
B |  | Margin | =GetValue("Builders margin",3) | % | =SubTotal(G1:G7) | 1 | =PRODUCT(C8*E8,F8) | =G8
I | T29.03.292 | 300mm dia | T29.03_DRA_Sewer PVC | No
B | 70462 | Push-on Cap SN4 DWV1537.300 PUSH ON CAP | 1 | each | =GetRate("DRA",$A1,2) | 1 | =PRODUCT(C1*E1,F1) | =G1
B |  | Discount | =GetValue("Discount 30%",3) | % | =SubTotal(G1:G1) | 1 | =PRODUCT(C2*E2,F2) | =G2
B |  | Waste and Fixings | =GetValue("Waste 7.5%",3) | % | =SubTotal(G1:G2) | 1 | =PRODUCT(C3*E3,F3) | =G3
B |  | freight | 0.02 | % | =SubTotal(G1:G3) | 1 | =PRODUCT(C4*E4,F4) | =G4
B | Drainer | Drainlayer | 0.08 | hour | =GetRate("LAB1",$A5,2) | 1 | =PRODUCT(C5*E5,F5) | =G5
B | DrainLab | Drainlayers Labourer | 0.026667 | hour | =GetRate("LAB1",$A6,2) | 1 | =PRODUCT(C6*E6,F6) | =G6
B | DrainEquip | Drainage Excavation and Compacting Equip | 0.026667 | hour | =GetRate("RES1",$A7,2) | 1 | =PRODUCT(C7*E7,F7) | =G7
B |  | Margin | =GetValue("Builders margin",3) | % | =SubTotal(G1:G7) | 1 | =PRODUCT(C8*E8,F8) | =G8
I | T29.03.295 | Stop ends, screw-on type, including sleeve | T29.03_DRA_Sewer PVC
I | T29.03.298 | 100mm dia | T29.03_DRA_Sewer PVC | No
B | 70063 | Screw Cap & Base - Socket End DWV136C.100 SCREW CAP | 1 | each | =GetRate("DRA",$A1,2) | 1 | =PRODUCT(C1*E1,F1) | =G1
B |  | Discount | =GetValue("Discount 30%",3) | % | =SubTotal(G1:G1) | 1 | =PRODUCT(C2*E2,F2) | =G2
B |  | Waste and Fixings | =GetValue("Waste 7.5%",3) | % | =SubTotal(G1:G2) | 1 | =PRODUCT(C3*E3,F3) | =G3
B |  | freight | 0.02 | % | =SubTotal(G1:G3) | 1 | =PRODUCT(C4*E4,F4) | =G4
B | Drainer | Drainlayer | 0.08 | hour | =GetRate("LAB1",$A5,2) | 1 | =PRODUCT(C5*E5,F5) | =G5
B | DrainLab | Drainlayers Labourer | 0.026667 | hour | =GetRate("LAB1",$A6,2) | 1 | =PRODUCT(C6*E6,F6) | =G6
B | DrainEquip | Drainage Excavation and Compacting Equip | 0.026667 | hour | =GetRate("RES1",$A7,2) | 1 | =PRODUCT(C7*E7,F7) | =G7
B |  | Margin | =GetValue("Builders margin",3) | % | =SubTotal(G1:G7) | 1 | =PRODUCT(C8*E8,F8) | =G8
I | T29.03.301 | 150mm dia | T29.03_DRA_Sewer PVC | No
B | 70166 | Screw Cap & Base - Socket End DWV136C.150 SCREW CAP | 1 | each | =GetRate("DRA",$A1,2) | 1 | =PRODUCT(C1*E1,F1) | =G1
B |  | Discount | =GetValue("Discount 30%",3) | % | =SubTotal(G1:G1) | 1 | =PRODUCT(C2*E2,F2) | =G2
B |  | Waste and Fixings | =GetValue("Waste 7.5%",3) | % | =SubTotal(G1:G2) | 1 | =PRODUCT(C3*E3,F3) | =G3
B |  | freight | 0.02 | % | =SubTotal(G1:G3) | 1 | =PRODUCT(C4*E4,F4) | =G4
B | Drainer | Drainlayer | 0.08 | hour | =GetRate("LAB1",$A5,2) | 1 | =PRODUCT(C5*E5,F5) | =G5
B | DrainLab | Drainlayers Labourer | 0.026667 | hour | =GetRate("LAB1",$A6,2) | 1 | =PRODUCT(C6*E6,F6) | =G6
B | DrainEquip | Drainage Excavation and Compacting Equip | 0.026667 | hour | =GetRate("RES1",$A7,2) | 1 | =PRODUCT(C7*E7,F7) | =G7
B |  | Margin | =GetValue("Builders margin",3) | % | =SubTotal(G1:G7) | 1 | =PRODUCT(C8*E8,F8) | =G8
I | T29.03.304 | Manhole connector | T29.03_DRA_Sewer PVC
I | T29.03.307 | 100mm dia | T29.03_DRA_Sewer PVC | No
B | 70079 | Manhole Connector Gritted DWVZ1580.100 MANHOLE CONNECTOR GRITTED | 1 | each | =GetRate("DRA",$A1,2) | 1 | =PRODUCT(C1*E1,F1) | =G1
B |  | Discount | =GetValue("Discount 30%",3) | % | =SubTotal(G1:G1) | 1 | =PRODUCT(C2*E2,F2) | =G2
B |  | Waste and Fixings | =GetValue("Waste 7.5%",3) | % | =SubTotal(G1:G2) | 1 | =PRODUCT(C3*E3,F3) | =G3
B |  | freight | 0.02 | % | =SubTotal(G1:G3) | 1 | =PRODUCT(C4*E4,F4) | =G4
B | Drainer | Drainlayer | 0.5 | hour | =GetRate("LAB1",$A5,2) | 1 | =PRODUCT(C5*E5,F5) | =G5
B | DrainLab | Drainlayers Labourer | 0.16667 | hour | =GetRate("LAB1",$A6,2) | 1 | =PRODUCT(C6*E6,F6) | =G6
B | DrainEquip | Drainage Excavation and Compacting Equip | 0.16667 | hour | =GetRate("RES1",$A7,2) | 1 | =PRODUCT(C7*E7,F7) | =G7
B |  | Margin | =GetValue("Builders margin",3) | % | =SubTotal(G1:G7) | 1 | =PRODUCT(C8*E8,F8) | =G8
I | T29.03.310 | 150mm dia | T29.03_DRA_Sewer PVC | No
B | 70171 | Manhole Connector Gritted DWVZ1580.150 MANHOLE CONNECTOR GRITTED | 1 | each | =GetRate("DRA",$A1,2) | 1 | =PRODUCT(C1*E1,F1) | =G1
B |  | Discount | =GetValue("Discount 30%",3) | % | =SubTotal(G1:G1) | 1 | =PRODUCT(C2*E2,F2) | =G2
B |  | Waste and Fixings | =GetValue("Waste 7.5%",3) | % | =SubTotal(G1:G2) | 1 | =PRODUCT(C3*E3,F3) | =G3
B |  | freight | 0.02 | % | =SubTotal(G1:G3) | 1 | =PRODUCT(C4*E4,F4) | =G4
B | Drainer | Drainlayer | 0.5 | hour | =GetRate("LAB1",$A5,2) | 1 | =PRODUCT(C5*E5,F5) | =G5
B | DrainLab | Drainlayers Labourer | 0.16667 | hour | =GetRate("LAB1",$A6,2) | 1 | =PRODUCT(C6*E6,F6) | =G6
B | DrainEquip | Drainage Excavation and Compacting Equip | 0.16667 | hour | =GetRate("RES1",$A7,2) | 1 | =PRODUCT(C7*E7,F7) | =G7
B |  | Margin | =GetValue("Builders margin",3) | % | =SubTotal(G1:G7) | 1 | =PRODUCT(C8*E8,F8) | =G8
I | T29.03.313 | 175mm dia | T29.03_DRA_Sewer PVC | No
B | 70269 | Manhole Connector Gritted SN4 DWVZ1580.175 M/H CONNECTOR GRITTED | 1 | each | =GetRate("DRA",$A1,2) | 1 | =PRODUCT(C1*E1,F1) | =G1
B |  | Discount | =GetValue("Discount 30%",3) | % | =SubTotal(G1:G1) | 1 | =PRODUCT(C2*E2,F2) | =G2
B |  | Waste and Fixings | =GetValue("Waste 7.5%",3) | % | =SubTotal(G1:G2) | 1 | =PRODUCT(C3*E3,F3) | =G3
B |  | freight | 0.02 | % | =SubTotal(G1:G3) | 1 | =PRODUCT(C4*E4,F4) | =G4
B | Drainer | Drainlayer | 0.65 | hour | =GetRate("LAB1",$A5,2) | 1 | =PRODUCT(C5*E5,F5) | =G5
B | DrainLab | Drainlayers Labourer | 0.21667 | hour | =GetRate("LAB1",$A6,2) | 1 | =PRODUCT(C6*E6,F6) | =G6
B | DrainEquip | Drainage Excavation and Compacting Equip | 0.21667 | hour | =GetRate("RES1",$A7,2) | 1 | =PRODUCT(C7*E7,F7) | =G7
B |  | Margin | =GetValue("Builders margin",3) | % | =SubTotal(G1:G7) | 1 | =PRODUCT(C8*E8,F8) | =G8
I | T29.03.316 | 225mm dia | T29.03_DRA_Sewer PVC | No
B | 70369 | Manhole Connector Gritted SN4 DWVZ1580.225 M/H CONNECTOR GRITTED | 1 | each | =GetRate("DRA",$A1,2) | 1 | =PRODUCT(C1*E1,F1) | =G1
B |  | Discount | =GetValue("Discount 30%",3) | % | =SubTotal(G1:G1) | 1 | =PRODUCT(C2*E2,F2) | =G2
B |  | Waste and Fixings | =GetValue("Waste 7.5%",3) | % | =SubTotal(G1:G2) | 1 | =PRODUCT(C3*E3,F3) | =G3
B |  | freight | 0.02 | % | =SubTotal(G1:G3) | 1 | =PRODUCT(C4*E4,F4) | =G4
B | Drainer | Drainlayer | 0.65 | hour | =GetRate("LAB1",$A5,2) | 1 | =PRODUCT(C5*E5,F5) | =G5
B | DrainLab | Drainlayers Labourer | 0.21667 | hour | =GetRate("LAB1",$A6,2) | 1 | =PRODUCT(C6*E6,F6) | =G6
B | DrainEquip | Drainage Excavation and Compacting Equip | 0.21667 | hour | =GetRate("RES1",$A7,2) | 1 | =PRODUCT(C7*E7,F7) | =G7
B |  | Margin | =GetValue("Builders margin",3) | % | =SubTotal(G1:G7) | 1 | =PRODUCT(C8*E8,F8) | =G8
I | T29.03.319 | 300mm dia | T29.03_DRA_Sewer PVC | No
B | 70469 | Manhole Connector Gritted SN4 DWVZ1580.300 M/H CONNECTOR GRITTED | 1 | each | =GetRate("DRA",$A1,2) | 1 | =PRODUCT(C1*E1,F1) | =G1
B |  | Discount | =GetValue("Discount 30%",3) | % | =SubTotal(G1:G1) | 1 | =PRODUCT(C2*E2,F2) | =G2
B |  | Waste and Fixings | =GetValue("Waste 7.5%",3) | % | =SubTotal(G1:G2) | 1 | =PRODUCT(C3*E3,F3) | =G3
B |  | freight | 0.02 | % | =SubTotal(G1:G3) | 1 | =PRODUCT(C4*E4,F4) | =G4
B | Drainer | Drainlayer | 0.75 | hour | =GetRate("LAB1",$A5,2) | 1 | =PRODUCT(C5*E5,F5) | =G5
B | DrainLab | Drainlayers Labourer | 0.25 | hour | =GetRate("LAB1",$A6,2) | 1 | =PRODUCT(C6*E6,F6) | =G6
B | DrainEquip | Drainage Excavation and Compacting Equip | 0.25 | hour | =GetRate("RES1",$A7,2) | 1 | =PRODUCT(C7*E7,F7) | =G7
B |  | Margin | =GetValue("Builders margin",3) | % | =SubTotal(G1:G7) | 1 | =PRODUCT(C8*E8,F8) | =G8
I | T29.04.001 | Sewer Drains: Polypropylene | T29.04_DRA_Sewer Polyprop
I | T29.04.004 | <b>CivilBoss Polypropylene Pipe With Rubber Ring Joints,</b> in trench not exceeding 1.5m total depth | T29.04_DRA_Sewer Polyprop
I | T29.04.007 | <b>Grade SN16</b> | T29.04_DRA_Sewer Polyprop
I | T29.04.010 | 225mm dia | T29.04_DRA_Sewer Polyprop | m
B | CIV225.16.6 | Pipe PP Ø225 RJ Includes Ring Red Grey SN16 6M Civil Boss | 1 | each | =GetRate("DRA",$A1,2) | 0.16667 | =PRODUCT(C1*E1,F1) | =G1
B |  | Discount | =GetValue("Discount 30%",3) | % | =SubTotal(G1:G1) | 1 | =PRODUCT(C2*E2,F2) | =G2
B |  | Waste and Fixings | =GetValue("Waste 7.5%",3) | % | =SubTotal(G1:G2) | 1 | =PRODUCT(C3*E3,F3) | =G3
B |  | freight | 0.05 | % | =SubTotal(G1:G3) | 1 | =PRODUCT(C4*E4,F4) | =G4
B | BRR225.8 | Ring Rubber Ø225 SN8/SN16 Bosspipe | 1 | each | =GetRate("DRA",$A5,2) | 0.16667 | =PRODUCT(C5*E5,F5) | =G5
B |  | Discount | =GetValue("Discount 30%",3) | % | =SubTotal(G5:G5) | 1 | =PRODUCT(C6*E6,F6) | =G6
B |  | Waste and Fixings | =GetValue("Waste 7.5%",3) | % | =SubTotal(G5:G6) | 1 | =PRODUCT(C7*E7,F7) | =G7
B | BEDP | Pipe Bedding 7mm | 0.19 | m3 | =GetRate("GEN1",$A8,2) | 1 | =PRODUCT(C8*E8,F8) | =G8
B |  | Discount | =GetValue("Discount 10%",3) | % | =SubTotal(G8:G8) | 1 | =PRODUCT(C9*E9,F9) | =G9
B |  | Waste and Fixings | =GetValue("Waste 12.5%",3) | % | =SubTotal(G8:G9) | 1 | =PRODUCT(C10*E10,F10) | =G10
B | Drainer | Drainlayer | 0.4 | hour | =GetRate("LAB1",$A11,2) | 1 | =PRODUCT(C11*E11,F11) | =G11
B | DrainLab | Drainlayers Labourer | 0.13333 | hour | =GetRate("LAB1",$A12,2) | 1 | =PRODUCT(C12*E12,F12) | =G12
B | DrainEquip | Drainage Excavation and Compacting Equip | 0.13333 | hour | =GetRate("RES1",$A13,2) | 1 | =PRODUCT(C13*E13,F13) | =G13
B |  | Margin | =GetValue("Builders margin",3) | % | =SubTotal(G1:G13) | 1 | =PRODUCT(C14*E14,F14) | =G14
I | T29.04.013 | 300mm dia | T29.04_DRA_Sewer Polyprop | m
B | CIV300.16.6 | Pipe PP Ø300 RJ Includes Ring Red Grey SN16 6M Civil Boss | 1 | each | =GetRate("DRA",$A1,2) | 0.16667 | =PRODUCT(C1*E1,F1) | =G1
B |  | Discount | =GetValue("Discount 30%",3) | % | =SubTotal(G1:G1) | 1 | =PRODUCT(C2*E2,F2) | =G2
B |  | Waste and Fixings | =GetValue("Waste 7.5%",3) | % | =SubTotal(G1:G2) | 1 | =PRODUCT(C3*E3,F3) | =G3
B |  | freight | 0.05 | % | =SubTotal(G1:G3) | 1 | =PRODUCT(C4*E4,F4) | =G4
B | BRR300.16 | Rubber Ring Ø300mm for Bosspipe SN16 | 1 | each | =GetRate("DRA",$A5,2) | 0.16667 | =PRODUCT(C5*E5,F5) | =G5
B |  | Discount | =GetValue("Discount 30%",3) | % | =SubTotal(G5:G5) | 1 | =PRODUCT(C6*E6,F6) | =G6
B |  | Waste and Fixings | =GetValue("Waste 7.5%",3) | % | =SubTotal(G5:G6) | 1 | =PRODUCT(C7*E7,F7) | =G7
B | BEDP | Pipe Bedding 7mm | 0.31 | m3 | =GetRate("GEN1",$A8,2) | 1 | =PRODUCT(C8*E8,F8) | =G8
B |  | Discount | =GetValue("Discount 10%",3) | % | =SubTotal(G8:G8) | 1 | =PRODUCT(C9*E9,F9) | =G9
B |  | Waste and Fixings | =GetValue("Waste 12.5%",3) | % | =SubTotal(G8:G9) | 1 | =PRODUCT(C10*E10,F10) | =G10
B | Drainer | Drainlayer | 0.6 | hour | =GetRate("LAB1",$A11,2) | 1 | =PRODUCT(C11*E11,F11) | =G11
B | DrainLab | Drainlayers Labourer | 0.2 | hour | =GetRate("LAB1",$A12,2) | 1 | =PRODUCT(C12*E12,F12) | =G12
B | DrainEquip | Drainage Excavation and Compacting Equip | 0.2 | hour | =GetRate("RES1",$A13,2) | 1 | =PRODUCT(C13*E13,F13) | =G13
B |  | Margin | =GetValue("Builders margin",3) | % | =SubTotal(G1:G13) | 1 | =PRODUCT(C14*E14,F14) | =G14
I | T29.04.016 | 375mm dia | T29.04_DRA_Sewer Polyprop | m
B | CIV375.16.6 | Pipe PP Ø375 RJ Includes Ring Red Grey SN16 6M Civil Boss | 1 | each | =GetRate("DRA",$A1,2) | 0.16667 | =PRODUCT(C1*E1,F1) | =G1
B |  | Discount | =GetValue("Discount 30%",3) | % | =SubTotal(G1:G1) | 1 | =PRODUCT(C2*E2,F2) | =G2
B |  | Waste and Fixings | =GetValue("Waste 7.5%",3) | % | =SubTotal(G1:G2) | 1 | =PRODUCT(C3*E3,F3) | =G3
B |  | freight | 0.05 | % | =SubTotal(G1:G3) | 1 | =PRODUCT(C4*E4,F4) | =G4
B | BRR375.16 | Rubber Ring Ø375mm for Bosspipe SN16 | 1 | each | =GetRate("DRA",$A5,2) | 0.16667 | =PRODUCT(C5*E5,F5) | =G5
B |  | Discount | =GetValue("Discount 30%",3) | % | =SubTotal(G5:G5) | 1 | =PRODUCT(C6*E6,F6) | =G6
B |  | Waste and Fixings | =GetValue("Waste 7.5%",3) | % | =SubTotal(G5:G6) | 1 | =PRODUCT(C7*E7,F7) | =G7
B | BEDP | Pipe Bedding 7mm | 0.38 | m3 | =GetRate("GEN1",$A8,2) | 1 | =PRODUCT(C8*E8,F8) | =G8
B |  | Discount | =GetValue("Discount 10%",3) | % | =SubTotal(G8:G8) | 1 | =PRODUCT(C9*E9,F9) | =G9
B |  | Waste and Fixings | =GetValue("Waste 12.5%",3) | % | =SubTotal(G8:G9) | 1 | =PRODUCT(C10*E10,F10) | =G10
B | Drainer | Drainlayer | 0.65 | hour | =GetRate("LAB1",$A11,2) | 1 | =PRODUCT(C11*E11,F11) | =G11
B | DrainLab | Drainlayers Labourer | 0.21667 | hour | =GetRate("LAB1",$A12,2) | 1 | =PRODUCT(C12*E12,F12) | =G12
B | DrainEquip | Drainage Excavation and Compacting Equip | 0.21667 | hour | =GetRate("RES1",$A13,2) | 1 | =PRODUCT(C13*E13,F13) | =G13
B |  | Margin | =GetValue("Builders margin",3) | % | =SubTotal(G1:G13) | 1 | =PRODUCT(C14*E14,F14) | =G14
I | T29.04.019 | 450mm dia | T29.04_DRA_Sewer Polyprop | m
B | CIV450.16.6 | Pipe PP Ø450 RJ Includes Ring Red Grey SN16 6M Civil Boss | 1 | each | =GetRate("DRA",$A1,2) | 0.16667 | =PRODUCT(C1*E1,F1) | =G1
B |  | Discount | =GetValue("Discount 30%",3) | % | =SubTotal(G1:G1) | 1 | =PRODUCT(C2*E2,F2) | =G2
B |  | Waste and Fixings | =GetValue("Waste 7.5%",3) | % | =SubTotal(G1:G2) | 1 | =PRODUCT(C3*E3,F3) | =G3
B |  | freight | 0.05 | % | =SubTotal(G1:G3) | 1 | =PRODUCT(C4*E4,F4) | =G4
B | BRR450.16 | Rubber Ring Ø450mm for Bosspipe SN16 | 1 | each | =GetRate("DRA",$A5,2) | 0.16667 | =PRODUCT(C5*E5,F5) | =G5
B |  | Discount | =GetValue("Discount 30%",3) | % | =SubTotal(G5:G5) | 1 | =PRODUCT(C6*E6,F6) | =G6
B |  | Waste and Fixings | =GetValue("Waste 7.5%",3) | % | =SubTotal(G5:G6) | 1 | =PRODUCT(C7*E7,F7) | =G7
B | BEDP | Pipe Bedding 7mm | 0.58 | m3 | =GetRate("GEN1",$A8,2) | 1 | =PRODUCT(C8*E8,F8) | =G8
B |  | Discount | =GetValue("Discount 10%",3) | % | =SubTotal(G8:G8) | 1 | =PRODUCT(C9*E9,F9) | =G9
B |  | Waste and Fixings | =GetValue("Waste 12.5%",3) | % | =SubTotal(G8:G9) | 1 | =PRODUCT(C10*E10,F10) | =G10
B | Drainer | Drainlayer | 0.85 | hour | =GetRate("LAB1",$A11,2) | 1 | =PRODUCT(C11*E11,F11) | =G11
B | DrainLab | Drainlayers Labourer | 0.28333 | hour | =GetRate("LAB1",$A12,2) | 1 | =PRODUCT(C12*E12,F12) | =G12
B | DrainEquip | Drainage Excavation and Compacting Equip | 0.28333 | hour | =GetRate("RES1",$A13,2) | 1 | =PRODUCT(C13*E13,F13) | =G13
B |  | Margin | =GetValue("Builders margin",3) | % | =SubTotal(G1:G13) | 1 | =PRODUCT(C14*E14,F14) | =G14
I | T29.04.037 | <b>Bends to Polypropylene Pipe</b> | T29.04_DRA_Sewer Polyprop
I | T29.04.040 | Plain, SN16, short radius | T29.04_DRA_Sewer Polyprop
I | T29.04.043 | 225mm x 15°, 22° | T29.04_DRA_Sewer Polyprop | No
B | 88680 | SEWERBOSS BEND 225MM 15* SN16 S/RADIUS | 1 | ea | =GetRate("DRA",$A1,2) | 1 | =PRODUCT(C1*E1,F1) | =G1
B |  | Discount | =GetValue("Discount 30%",3) | % | =SubTotal(G1:G1) | 1 | =PRODUCT(C2*E2,F2) | =G2
B |  | Waste and Fixings | =GetValue("Waste 7.5%",3) | % | =SubTotal(G1:G2) | 1 | =PRODUCT(C3*E3,F3) | =G3
B |  | freight | 0.02 | % | =SubTotal(G1:G3) | 1 | =PRODUCT(C4*E4,F4) | =G4
B | 88181 | Rubber Rings - Storm/Sewer BossPipe BOSSPIPE RUBBER RING 225MM SN16 | 2 | each | =GetRate("DRA",$A5,2) | 1 | =PRODUCT(C5*E5,F5) | =G5
B |  | Discount | =GetValue("Discount 30%",3) | % | =SubTotal(G5:G5) | 1 | =PRODUCT(C6*E6,F6) | =G6
B |  | Waste and Fixings | =GetValue("Waste 7.5%",3) | % | =SubTotal(G5:G6) | 1 | =PRODUCT(C7*E7,F7) | =G7
B | Drainer | Drainlayer | 0.35 | hour | =GetRate("LAB1",$A8,2) | 1 | =PRODUCT(C8*E8,F8) | =G8
B | DrainLab | Drainlayers Labourer | 0.11667 | hour | =GetRate("LAB1",$A9,2) | 1 | =PRODUCT(C9*E9,F9) | =G9
B | DrainEquip | Drainage Excavation and Compacting Equip | 0.11667 | hour | =GetRate("RES1",$A10,2) | 1 | =PRODUCT(C10*E10,F10) | =G10
B |  | Margin | =GetValue("Builders margin",3) | % | =SubTotal(G1:G10) | 1 | =PRODUCT(C11*E11,F11) | =G11
I | T29.04.049 | 225mm x 90° | T29.04_DRA_Sewer Polyprop | No
B | 88710 | SewerBoss Short Radius Bends - 90* - SN16 - SOE - Ring Not Incl SEWERBOSS BEND 225MM 90* SN16 S/RADIUS | 1 | each | =GetRate("DRA",$A1,2) | 1 | =PRODUCT(C1*E1,F1) | =G1
B |  | Discount | =GetValue("Discount 30%",3) | % | =SubTotal(G1:G1) | 1 | =PRODUCT(C2*E2,F2) | =G2
B |  | Waste and Fixings | =GetValue("Waste 7.5%",3) | % | =SubTotal(G1:G2) | 1 | =PRODUCT(C3*E3,F3) | =G3
B |  | freight | 0.02 | % | =SubTotal(G1:G3) | 1 | =PRODUCT(C4*E4,F4) | =G4
B | 88181 | Rubber Rings - Storm/Sewer BossPipe BOSSPIPE RUBBER RING 225MM SN16 | 2 | each | =GetRate("DRA",$A5,2) | 1 | =PRODUCT(C5*E5,F5) | =G5
B |  | Discount | =GetValue("Discount 30%",3) | % | =SubTotal(G5:G5) | 1 | =PRODUCT(C6*E6,F6) | =G6
B |  | Waste and Fixings | =GetValue("Waste 7.5%",3) | % | =SubTotal(G5:G6) | 1 | =PRODUCT(C7*E7,F7) | =G7
B | Drainer | Drainlayer | 0.35 | hour | =GetRate("LAB1",$A8,2) | 1 | =PRODUCT(C8*E8,F8) | =G8
B | DrainLab | Drainlayers Labourer | 0.11667 | hour | =GetRate("LAB1",$A9,2) | 1 | =PRODUCT(C9*E9,F9) | =G9
B | DrainEquip | Drainage Excavation and Compacting Equip | 0.11667 | hour | =GetRate("RES1",$A10,2) | 1 | =PRODUCT(C10*E10,F10) | =G10
B |  | Margin | =GetValue("Builders margin",3) | % | =SubTotal(G1:G10) | 1 | =PRODUCT(C11*E11,F11) | =G11
I | T29.04.052 | 300mm x 15°, 22°, 45° | T29.04_DRA_Sewer Polyprop | No
B | 88681 | SewerBoss Short Radius Bends - 15* - SN16 - SOE - Ring Not Incl SEWERBOSS BEND 300MM 15* SN16 S/RADIUS | 1 | each | =GetRate("DRA",$A1,2) | 1 | =PRODUCT(C1*E1,F1) | =G1
B |  | Discount | =GetValue("Discount 30%",3) | % | =SubTotal(G1:G1) | 1 | =PRODUCT(C2*E2,F2) | =G2
B |  | Waste and Fixings | =GetValue("Waste 7.5%",3) | % | =SubTotal(G1:G2) | 1 | =PRODUCT(C3*E3,F3) | =G3
B |  | freight | 0.02 | % | =SubTotal(G1:G3) | 1 | =PRODUCT(C4*E4,F4) | =G4
B | 88183 | Rubber Rings - Storm/Sewer BossPipe BOSSPIPE RUBBER RING 300MM SN16 | 2 | each | =GetRate("DRA",$A5,2) | 1 | =PRODUCT(C5*E5,F5) | =G5
B |  | Discount | =GetValue("Discount 30%",3) | % | =SubTotal(G5:G5) | 1 | =PRODUCT(C6*E6,F6) | =G6
B |  | Waste and Fixings | =GetValue("Waste 7.5%",3) | % | =SubTotal(G5:G6) | 1 | =PRODUCT(C7*E7,F7) | =G7
B | Drainer | Drainlayer | 0.6 | hour | =GetRate("LAB1",$A8,2) | 1 | =PRODUCT(C8*E8,F8) | =G8
B | DrainLab | Drainlayers Labourer | 0.2 | hour | =GetRate("LAB1",$A9,2) | 1 | =PRODUCT(C9*E9,F9) | =G9
B | DrainEquip | Drainage Excavation and Compacting Equip | 0.2 | hour | =GetRate("RES1",$A10,2) | 1 | =PRODUCT(C10*E10,F10) | =G10
B |  | Margin | =GetValue("Builders margin",3) | % | =SubTotal(G1:G10) | 1 | =PRODUCT(C11*E11,F11) | =G11
I | T29.04.055 | 300mm x 90° | T29.04_DRA_Sewer Polyprop | No
B | 88711 | SewerBoss Short Radius Bends - 90* - SN16 - SOE - Ring Not Incl SEWERBOSS BEND 300MM 90* SN16 S/RADIUS | 1 | each | =GetRate("DRA",$A1,2) | 1 | =PRODUCT(C1*E1,F1) | =G1
B |  | Discount | =GetValue("Discount 30%",3) | % | =SubTotal(G1:G1) | 1 | =PRODUCT(C2*E2,F2) | =G2
B |  | Waste and Fixings | =GetValue("Waste 7.5%",3) | % | =SubTotal(G1:G2) | 1 | =PRODUCT(C3*E3,F3) | =G3
B |  | freight | 0.02 | % | =SubTotal(G1:G3) | 1 | =PRODUCT(C4*E4,F4) | =G4
B | 88183 | Rubber Rings - Storm/Sewer BossPipe BOSSPIPE RUBBER RING 300MM SN16 | 2 | each | =GetRate("DRA",$A5,2) | 1 | =PRODUCT(C5*E5,F5) | =G5
B |  | Discount | =GetValue("Discount 30%",3) | % | =SubTotal(G5:G5) | 1 | =PRODUCT(C6*E6,F6) | =G6
B |  | Waste and Fixings | =GetValue("Waste 7.5%",3) | % | =SubTotal(G5:G6) | 1 | =PRODUCT(C7*E7,F7) | =G7
B | Drainer | Drainlayer | 0.6 | hour | =GetRate("LAB1",$A8,2) | 1 | =PRODUCT(C8*E8,F8) | =G8
B | DrainLab | Drainlayers Labourer | 0.2 | hour | =GetRate("LAB1",$A9,2) | 1 | =PRODUCT(C9*E9,F9) | =G9
B | DrainEquip | Drainage Excavation and Compacting Equip | 0.2 | hour | =GetRate("RES1",$A10,2) | 1 | =PRODUCT(C10*E10,F10) | =G10
B |  | Margin | =GetValue("Builders margin",3) | % | =SubTotal(G1:G10) | 1 | =PRODUCT(C11*E11,F11) | =G11
I | T29.04.058 | 375mm x 15°, 22°, 45° | T29.04_DRA_Sewer Polyprop | No
B | 88682 | SewerBoss Short Radius Bends - 15* - SN16 - SOE - Ring Not Incl SEWERBOSS BEND 375MM 15* SN16 S/RADIUS | 1 | each | =GetRate("DRA",$A1,2) | 1 | =PRODUCT(C1*E1,F1) | =G1
B |  | Discount | =GetValue("Discount 30%",3) | % | =SubTotal(G1:G1) | 1 | =PRODUCT(C2*E2,F2) | =G2
B |  | Waste and Fixings | =GetValue("Waste 7.5%",3) | % | =SubTotal(G1:G2) | 1 | =PRODUCT(C3*E3,F3) | =G3
B |  | freight | 0.02 | % | =SubTotal(G1:G3) | 1 | =PRODUCT(C4*E4,F4) | =G4
B | 88185 | Rubber Rings - Storm/Sewer BossPipe BOSSPIPE RUBBER RING 375MM SN16 | 2 | each | =GetRate("DRA",$A5,2) | 1 | =PRODUCT(C5*E5,F5) | =G5
B |  | Discount | =GetValue("Discount 30%",3) | % | =SubTotal(G5:G5) | 1 | =PRODUCT(C6*E6,F6) | =G6
B |  | Waste and Fixings | =GetValue("Waste 7.5%",3) | % | =SubTotal(G5:G6) | 1 | =PRODUCT(C7*E7,F7) | =G7
B | Drainer | Drainlayer | 0.7 | hour | =GetRate("LAB1",$A8,2) | 1 | =PRODUCT(C8*E8,F8) | =G8
B | DrainLab | Drainlayers Labourer | 0.23333 | hour | =GetRate("LAB1",$A9,2) | 1 | =PRODUCT(C9*E9,F9) | =G9
B | DrainEquip | Drainage Excavation and Compacting Equip | 0.23333 | hour | =GetRate("RES1",$A10,2) | 1 | =PRODUCT(C10*E10,F10) | =G10
B |  | Margin | =GetValue("Builders margin",3) | % | =SubTotal(G1:G10) | 1 | =PRODUCT(C11*E11,F11) | =G11
I | T29.04.061 | 375mm x 90° | T29.04_DRA_Sewer Polyprop | No
B | 88712 | SewerBoss Short Radius Bends - 90* - SN16 - SOE - Ring Not Incl SEWERBOSS BEND 375MM 90* SN16 S/RADIUS | 1 | each | =GetRate("DRA",$A1,2) | 1 | =PRODUCT(C1*E1,F1) | =G1
B |  | Discount | =GetValue("Discount 30%",3) | % | =SubTotal(G1:G1) | 1 | =PRODUCT(C2*E2,F2) | =G2
B |  | Waste and Fixings | =GetValue("Waste 7.5%",3) | % | =SubTotal(G1:G2) | 1 | =PRODUCT(C3*E3,F3) | =G3
B |  | freight | 0.02 | % | =SubTotal(G1:G3) | 1 | =PRODUCT(C4*E4,F4) | =G4
B | 88185 | Rubber Rings - Storm/Sewer BossPipe BOSSPIPE RUBBER RING 375MM SN16 | 2 | each | =GetRate("DRA",$A5,2) | 1 | =PRODUCT(C5*E5,F5) | =G5
B |  | Discount | =GetValue("Discount 30%",3) | % | =SubTotal(G5:G5) | 1 | =PRODUCT(C6*E6,F6) | =G6
B |  | Waste and Fixings | =GetValue("Waste 7.5%",3) | % | =SubTotal(G5:G6) | 1 | =PRODUCT(C7*E7,F7) | =G7
B | Drainer | Drainlayer | 0.7 | hour | =GetRate("LAB1",$A8,2) | 1 | =PRODUCT(C8*E8,F8) | =G8
B | DrainLab | Drainlayers Labourer | 0.23333 | hour | =GetRate("LAB1",$A9,2) | 1 | =PRODUCT(C9*E9,F9) | =G9
B | DrainEquip | Drainage Excavation and Compacting Equip | 0.23333 | hour | =GetRate("RES1",$A10,2) | 1 | =PRODUCT(C10*E10,F10) | =G10
B |  | Margin | =GetValue("Builders margin",3) | % | =SubTotal(G1:G10) | 1 | =PRODUCT(C11*E11,F11) | =G11
I | T29.04.064 | 450mm x 15°, 22°, 45° | T29.04_DRA_Sewer Polyprop | No
B | 88683 | SewerBoss Short Radius Bends - 15* - SN16 - SOE - Ring Not Incl SEWERBOSS BEND 450MM 15* SN16 S/RADIUS | 1 | each | =GetRate("DRA",$A1,2) | 1 | =PRODUCT(C1*E1,F1) | =G1
B |  | Discount | =GetValue("Discount 30%",3) | % | =SubTotal(G1:G1) | 1 | =PRODUCT(C2*E2,F2) | =G2
B |  | Waste and Fixings | =GetValue("Waste 7.5%",3) | % | =SubTotal(G1:G2) | 1 | =PRODUCT(C3*E3,F3) | =G3
B |  | freight | 0.02 | % | =SubTotal(G1:G3) | 1 | =PRODUCT(C4*E4,F4) | =G4
B | 88187 | Rubber Rings - Storm/Sewer BossPipe BOSSPIPE RUBBER RING 450MM SN16 | 2 | each | =GetRate("DRA",$A5,2) | 1 | =PRODUCT(C5*E5,F5) | =G5
B |  | Discount | =GetValue("Discount 30%",3) | % | =SubTotal(G5:G5) | 1 | =PRODUCT(C6*E6,F6) | =G6
B |  | Waste and Fixings | =GetValue("Waste 7.5%",3) | % | =SubTotal(G5:G6) | 1 | =PRODUCT(C7*E7,F7) | =G7
B | Drainer | Drainlayer | 0.85 | hour | =GetRate("LAB1",$A8,2) | 1 | =PRODUCT(C8*E8,F8) | =G8
B | DrainLab | Drainlayers Labourer | 0.28333 | hour | =GetRate("LAB1",$A9,2) | 1 | =PRODUCT(C9*E9,F9) | =G9
B | DrainEquip | Drainage Excavation and Compacting Equip | 0.28333 | hour | =GetRate("RES1",$A10,2) | 1 | =PRODUCT(C10*E10,F10) | =G10
B |  | Margin | =GetValue("Builders margin",3) | % | =SubTotal(G1:G10) | 1 | =PRODUCT(C11*E11,F11) | =G11
I | T29.04.067 | 450mm x 90° | T29.04_DRA_Sewer Polyprop | No
B | 88713 | SewerBoss Short Radius Bends - 90* - SN16 - SOE - Ring Not Incl SEWERBOSS BEND 450MM 90* SN16 S/RADIUS | 1 | each | =GetRate("DRA",$A1,2) | 1 | =PRODUCT(C1*E1,F1) | =G1
B |  | Discount | =GetValue("Discount 30%",3) | % | =SubTotal(G1:G1) | 1 | =PRODUCT(C2*E2,F2) | =G2
B |  | Waste and Fixings | =GetValue("Waste 7.5%",3) | % | =SubTotal(G1:G2) | 1 | =PRODUCT(C3*E3,F3) | =G3
B |  | freight | 0.02 | % | =SubTotal(G1:G3) | 1 | =PRODUCT(C4*E4,F4) | =G4
B | 88187 | Rubber Rings - Storm/Sewer BossPipe BOSSPIPE RUBBER RING 450MM SN16 | 2 | each | =GetRate("DRA",$A5,2) | 1 | =PRODUCT(C5*E5,F5) | =G5
B |  | Discount | =GetValue("Discount 30%",3) | % | =SubTotal(G5:G5) | 1 | =PRODUCT(C6*E6,F6) | =G6
B |  | Waste and Fixings | =GetValue("Waste 7.5%",3) | % | =SubTotal(G5:G6) | 1 | =PRODUCT(C7*E7,F7) | =G7
B | Drainer | Drainlayer | 0.85 | hour | =GetRate("LAB1",$A8,2) | 1 | =PRODUCT(C8*E8,F8) | =G8
B | DrainLab | Drainlayers Labourer | 0.28333 | hour | =GetRate("LAB1",$A9,2) | 1 | =PRODUCT(C9*E9,F9) | =G9
B | DrainEquip | Drainage Excavation and Compacting Equip | 0.28333 | hour | =GetRate("RES1",$A10,2) | 1 | =PRODUCT(C10*E10,F10) | =G10
B |  | Margin | =GetValue("Builders margin",3) | % | =SubTotal(G1:G10) | 1 | =PRODUCT(C11*E11,F11) | =G11
I | T29.04.070 | Plain, SN16, long radius | T29.04_DRA_Sewer Polyprop
I | T29.04.073 | 225mm x 15°, 22° | T29.04_DRA_Sewer Polyprop | No
B | 88600 | SewerBoss Long Radius Bends - 15* - SN16 - SOE - Ring Not Incl SEWERBOSS BEND 225MM 15* SN16 L/RADIUS | 1 | each | =GetRate("DRA",$A1,2) | 1 | =PRODUCT(C1*E1,F1) | =G1
B |  | Discount | =GetValue("Discount 30%",3) | % | =SubTotal(G1:G1) | 1 | =PRODUCT(C2*E2,F2) | =G2
B |  | Waste and Fixings | =GetValue("Waste 7.5%",3) | % | =SubTotal(G1:G2) | 1 | =PRODUCT(C3*E3,F3) | =G3
B |  | freight | 0.02 | % | =SubTotal(G1:G3) | 1 | =PRODUCT(C4*E4,F4) | =G4
B | 88181 | Rubber Rings - Storm/Sewer BossPipe BOSSPIPE RUBBER RING 225MM SN16 | 2 | each | =GetRate("DRA",$A5,2) | 1 | =PRODUCT(C5*E5,F5) | =G5
B |  | Discount | =GetValue("Discount 30%",3) | % | =SubTotal(G5:G5) | 1 | =PRODUCT(C6*E6,F6) | =G6
B |  | Waste and Fixings | =GetValue("Waste 7.5%",3) | % | =SubTotal(G5:G6) | 1 | =PRODUCT(C7*E7,F7) | =G7
B | Drainer | Drainlayer | 0.35 | hour | =GetRate("LAB1",$A8,2) | 1 | =PRODUCT(C8*E8,F8) | =G8
B | DrainLab | Drainlayers Labourer | 0.11667 | hour | =GetRate("LAB1",$A9,2) | 1 | =PRODUCT(C9*E9,F9) | =G9
B | DrainEquip | Drainage Excavation and Compacting Equip | 0.11667 | hour | =GetRate("RES1",$A10,2) | 1 | =PRODUCT(C10*E10,F10) | =G10
B |  | Margin | =GetValue("Builders margin",3) | % | =SubTotal(G1:G10) | 1 | =PRODUCT(C11*E11,F11) | =G11
I | T29.04.076 | 225mm x 45° | T29.04_DRA_Sewer Polyprop | No
B | 88620 | SewerBoss Long Radius Bends - 45* - SN16 - SOE - Ring Not Incl SEWERBOSS BEND 225MM 45* SN16 L/RADIUS | 1 | each | =GetRate("DRA",$A1,2) | 1 | =PRODUCT(C1*E1,F1) | =G1
B |  | Discount | =GetValue("Discount 30%",3) | % | =SubTotal(G1:G1) | 1 | =PRODUCT(C2*E2,F2) | =G2
B |  | Waste and Fixings | =GetValue("Waste 7.5%",3) | % | =SubTotal(G1:G2) | 1 | =PRODUCT(C3*E3,F3) | =G3
B |  | freight | 0.02 | % | =SubTotal(G1:G3) | 1 | =PRODUCT(C4*E4,F4) | =G4
B | 88181 | Rubber Rings - Storm/Sewer BossPipe BOSSPIPE RUBBER RING 225MM SN16 | 2 | each | =GetRate("DRA",$A5,2) | 1 | =PRODUCT(C5*E5,F5) | =G5
B |  | Discount | =GetValue("Discount 30%",3) | % | =SubTotal(G5:G5) | 1 | =PRODUCT(C6*E6,F6) | =G6
B |  | Waste and Fixings | =GetValue("Waste 7.5%",3) | % | =SubTotal(G5:G6) | 1 | =PRODUCT(C7*E7,F7) | =G7
B | Drainer | Drainlayer | 0.35 | hour | =GetRate("LAB1",$A8,2) | 1 | =PRODUCT(C8*E8,F8) | =G8
B | DrainLab | Drainlayers Labourer | 0.11667 | hour | =GetRate("LAB1",$A9,2) | 1 | =PRODUCT(C9*E9,F9) | =G9
B | DrainEquip | Drainage Excavation and Compacting Equip | 0.11667 | hour | =GetRate("RES1",$A10,2) | 1 | =PRODUCT(C10*E10,F10) | =G10
B |  | Margin | =GetValue("Builders margin",3) | % | =SubTotal(G1:G10) | 1 | =PRODUCT(C11*E11,F11) | =G11
I | T29.04.079 | 225mm x 90° | T29.04_DRA_Sewer Polyprop | No
B | 88630 | SewerBoss Long Radius Bends - 90* - SN16 - SOE - Ring Not Incl SEWERBOSS BEND 225MM 90* SN16 L/RADIUS | 1 | each | =GetRate("DRA",$A1,2) | 1 | =PRODUCT(C1*E1,F1) | =G1
B |  | Discount | =GetValue("Discount 30%",3) | % | =SubTotal(G1:G1) | 1 | =PRODUCT(C2*E2,F2) | =G2
B |  | Waste and Fixings | =GetValue("Waste 7.5%",3) | % | =SubTotal(G1:G2) | 1 | =PRODUCT(C3*E3,F3) | =G3
B |  | freight | 0.02 | % | =SubTotal(G1:G3) | 1 | =PRODUCT(C4*E4,F4) | =G4
B | 88181 | Rubber Rings - Storm/Sewer BossPipe BOSSPIPE RUBBER RING 225MM SN16 | 2 | each | =GetRate("DRA",$A5,2) | 1 | =PRODUCT(C5*E5,F5) | =G5
B |  | Discount | =GetValue("Discount 30%",3) | % | =SubTotal(G5:G5) | 1 | =PRODUCT(C6*E6,F6) | =G6
B |  | Waste and Fixings | =GetValue("Waste 7.5%",3) | % | =SubTotal(G5:G6) | 1 | =PRODUCT(C7*E7,F7) | =G7
B | Drainer | Drainlayer | 0.35 | hour | =GetRate("LAB1",$A8,2) | 1 | =PRODUCT(C8*E8,F8) | =G8
B | DrainLab | Drainlayers Labourer | 0.11667 | hour | =GetRate("LAB1",$A9,2) | 1 | =PRODUCT(C9*E9,F9) | =G9
B | DrainEquip | Drainage Excavation and Compacting Equip | 0.11667 | hour | =GetRate("RES1",$A10,2) | 1 | =PRODUCT(C10*E10,F10) | =G10
B |  | Margin | =GetValue("Builders margin",3) | % | =SubTotal(G1:G10) | 1 | =PRODUCT(C11*E11,F11) | =G11
I | T29.04.082 | 300mm x 15°, 22°, 45° | T29.04_DRA_Sewer Polyprop | No
B | 88601 | SEWERBOSS BEND 300MM 15* SN16 L/RADIUS | 1 | ea | =GetRate("DRA",$A1,2) | 1 | =PRODUCT(C1*E1,F1) | =G1
B |  | Discount | =GetValue("Discount 30%",3) | % | =SubTotal(G1:G1) | 1 | =PRODUCT(C2*E2,F2) | =G2
B |  | Waste and Fixings | =GetValue("Waste 7.5%",3) | % | =SubTotal(G1:G2) | 1 | =PRODUCT(C3*E3,F3) | =G3
B |  | freight | 0.02 | % | =SubTotal(G1:G3) | 1 | =PRODUCT(C4*E4,F4) | =G4
B | 88183 | Rubber Rings - Storm/Sewer BossPipe BOSSPIPE RUBBER RING 300MM SN16 | 2 | each | =GetRate("DRA",$A5,2) | 1 | =PRODUCT(C5*E5,F5) | =G5
B |  | Discount | =GetValue("Discount 30%",3) | % | =SubTotal(G5:G5) | 1 | =PRODUCT(C6*E6,F6) | =G6
B |  | Waste and Fixings | =GetValue("Waste 7.5%",3) | % | =SubTotal(G5:G6) | 1 | =PRODUCT(C7*E7,F7) | =G7
B | Drainer | Drainlayer | 0.6 | hour | =GetRate("LAB1",$A8,2) | 1 | =PRODUCT(C8*E8,F8) | =G8
B | DrainLab | Drainlayers Labourer | 0.2 | hour | =GetRate("LAB1",$A9,2) | 1 | =PRODUCT(C9*E9,F9) | =G9
B | DrainEquip | Drainage Excavation and Compacting Equip | 0.2 | hour | =GetRate("RES1",$A10,2) | 1 | =PRODUCT(C10*E10,F10) | =G10
B |  | Margin | =GetValue("Builders margin",3) | % | =SubTotal(G1:G10) | 1 | =PRODUCT(C11*E11,F11) | =G11
I | T29.04.085 | 300mm x 45° | T29.04_DRA_Sewer Polyprop | No
B | 88621 | SewerBoss Long Radius Bends - 45* - SN16 - SOE - Ring Not Incl SEWERBOSS BEND 300MM 45* SN16 L/RADIUS | 1 | each | =GetRate("DRA",$A1,2) | 1 | =PRODUCT(C1*E1,F1) | =G1
B |  | Discount | =GetValue("Discount 30%",3) | % | =SubTotal(G1:G1) | 1 | =PRODUCT(C2*E2,F2) | =G2
B |  | Waste and Fixings | =GetValue("Waste 7.5%",3) | % | =SubTotal(G1:G2) | 1 | =PRODUCT(C3*E3,F3) | =G3
B |  | freight | 0.02 | % | =SubTotal(G1:G3) | 1 | =PRODUCT(C4*E4,F4) | =G4
B | 88183 | Rubber Rings - Storm/Sewer BossPipe BOSSPIPE RUBBER RING 300MM SN16 | 2 | each | =GetRate("DRA",$A5,2) | 1 | =PRODUCT(C5*E5,F5) | =G5
B |  | Discount | =GetValue("Discount 30%",3) | % | =SubTotal(G5:G5) | 1 | =PRODUCT(C6*E6,F6) | =G6
B |  | Waste and Fixings | =GetValue("Waste 7.5%",3) | % | =SubTotal(G5:G6) | 1 | =PRODUCT(C7*E7,F7) | =G7
B | Drainer | Drainlayer | 0.6 | hour | =GetRate("LAB1",$A8,2) | 1 | =PRODUCT(C8*E8,F8) | =G8
B | DrainLab | Drainlayers Labourer | 0.2 | hour | =GetRate("LAB1",$A9,2) | 1 | =PRODUCT(C9*E9,F9) | =G9
B | DrainEquip | Drainage Excavation and Compacting Equip | 0.2 | hour | =GetRate("RES1",$A10,2) | 1 | =PRODUCT(C10*E10,F10) | =G10
B |  | Margin | =GetValue("Builders margin",3) | % | =SubTotal(G1:G10) | 1 | =PRODUCT(C11*E11,F11) | =G11
I | T29.04.088 | 300mm x 90° | T29.04_DRA_Sewer Polyprop | No
B | 88631 | SewerBoss Long Radius Bends - 90* - SN16 - SOE - Ring Not Incl SEWERBOSS BEND 300MM 90* SN16 L/RADIUS | 1 | each | =GetRate("DRA",$A1,2) | 1 | =PRODUCT(C1*E1,F1) | =G1
B |  | Discount | =GetValue("Discount 30%",3) | % | =SubTotal(G1:G1) | 1 | =PRODUCT(C2*E2,F2) | =G2
B |  | Waste and Fixings | =GetValue("Waste 7.5%",3) | % | =SubTotal(G1:G2) | 1 | =PRODUCT(C3*E3,F3) | =G3
B |  | freight | 0.02 | % | =SubTotal(G1:G3) | 1 | =PRODUCT(C4*E4,F4) | =G4
B | 88183 | Rubber Rings - Storm/Sewer BossPipe BOSSPIPE RUBBER RING 300MM SN16 | 2 | each | =GetRate("DRA",$A5,2) | 1 | =PRODUCT(C5*E5,F5) | =G5
B |  | Discount | =GetValue("Discount 30%",3) | % | =SubTotal(G5:G5) | 1 | =PRODUCT(C6*E6,F6) | =G6
B |  | Waste and Fixings | =GetValue("Waste 7.5%",3) | % | =SubTotal(G5:G6) | 1 | =PRODUCT(C7*E7,F7) | =G7
B | Drainer | Drainlayer | 0.6 | hour | =GetRate("LAB1",$A8,2) | 1 | =PRODUCT(C8*E8,F8) | =G8
B | DrainLab | Drainlayers Labourer | 0.2 | hour | =GetRate("LAB1",$A9,2) | 1 | =PRODUCT(C9*E9,F9) | =G9
B | DrainEquip | Drainage Excavation and Compacting Equip | 0.2 | hour | =GetRate("RES1",$A10,2) | 1 | =PRODUCT(C10*E10,F10) | =G10
B |  | Margin | =GetValue("Builders margin",3) | % | =SubTotal(G1:G10) | 1 | =PRODUCT(C11*E11,F11) | =G11
I | T29.04.091 | 375mm x 15° | T29.04_DRA_Sewer Polyprop | No
B | 88602 | SewerBoss Long Radius Bends - 15* - SN16 - SOE - Ring Not Incl SEWERBOSS BEND 375MM 15* SN16 L/RADIUS | 1 | each | =GetRate("DRA",$A1,2) | 1 | =PRODUCT(C1*E1,F1) | =G1
B |  | Discount | =GetValue("Discount 30%",3) | % | =SubTotal(G1:G1) | 1 | =PRODUCT(C2*E2,F2) | =G2
B |  | Waste and Fixings | =GetValue("Waste 7.5%",3) | % | =SubTotal(G1:G2) | 1 | =PRODUCT(C3*E3,F3) | =G3
B |  | freight | 0.02 | % | =SubTotal(G1:G3) | 1 | =PRODUCT(C4*E4,F4) | =G4
B | 88185 | Rubber Rings - Storm/Sewer BossPipe BOSSPIPE RUBBER RING 375MM SN16 | 2 | each | =GetRate("DRA",$A5,2) | 1 | =PRODUCT(C5*E5,F5) | =G5
B |  | Discount | =GetValue("Discount 30%",3) | % | =SubTotal(G5:G5) | 1 | =PRODUCT(C6*E6,F6) | =G6
B |  | Waste and Fixings | =GetValue("Waste 7.5%",3) | % | =SubTotal(G5:G6) | 1 | =PRODUCT(C7*E7,F7) | =G7
B | Drainer | Drainlayer | 0.7 | hour | =GetRate("LAB1",$A8,2) | 1 | =PRODUCT(C8*E8,F8) | =G8
B | DrainLab | Drainlayers Labourer | 0.23333 | hour | =GetRate("LAB1",$A9,2) | 1 | =PRODUCT(C9*E9,F9) | =G9
B | DrainEquip | Drainage Excavation and Compacting Equip | 0.23333 | hour | =GetRate("RES1",$A10,2) | 1 | =PRODUCT(C10*E10,F10) | =G10
B |  | Margin | =GetValue("Builders margin",3) | % | =SubTotal(G1:G10) | 1 | =PRODUCT(C11*E11,F11) | =G11
I | T29.04.094 | 375mm x 22° | T29.04_DRA_Sewer Polyprop | No
B | 88612 | SewerBoss Long Radius Bends - 22* - SN16 - SOE - Ring Not Incl SEWERBOSS BEND 375MM 22* SN16 L/RADIUS | 1 | each | =GetRate("DRA",$A1,2) | 1 | =PRODUCT(C1*E1,F1) | =G1
B |  | Discount | =GetValue("Discount 30%",3) | % | =SubTotal(G1:G1) | 1 | =PRODUCT(C2*E2,F2) | =G2
B |  | Waste and Fixings | =GetValue("Waste 7.5%",3) | % | =SubTotal(G1:G2) | 1 | =PRODUCT(C3*E3,F3) | =G3
B |  | freight | 0.02 | % | =SubTotal(G1:G3) | 1 | =PRODUCT(C4*E4,F4) | =G4
B | 88185 | Rubber Rings - Storm/Sewer BossPipe BOSSPIPE RUBBER RING 375MM SN16 | 2 | each | =GetRate("DRA",$A5,2) | 1 | =PRODUCT(C5*E5,F5) | =G5
B |  | Discount | =GetValue("Discount 30%",3) | % | =SubTotal(G5:G5) | 1 | =PRODUCT(C6*E6,F6) | =G6
B |  | Waste and Fixings | =GetValue("Waste 7.5%",3) | % | =SubTotal(G5:G6) | 1 | =PRODUCT(C7*E7,F7) | =G7
B | Drainer | Drainlayer | 0.7 | hour | =GetRate("LAB1",$A8,2) | 1 | =PRODUCT(C8*E8,F8) | =G8
B | DrainLab | Drainlayers Labourer | 0.23333 | hour | =GetRate("LAB1",$A9,2) | 1 | =PRODUCT(C9*E9,F9) | =G9
B | DrainEquip | Drainage Excavation and Compacting Equip | 0.23333 | hour | =GetRate("RES1",$A10,2) | 1 | =PRODUCT(C10*E10,F10) | =G10
B |  | Margin | =GetValue("Builders margin",3) | % | =SubTotal(G1:G10) | 1 | =PRODUCT(C11*E11,F11) | =G11
I | T29.04.097 | 375mm x 45° | T29.04_DRA_Sewer Polyprop | No
B | 88622 | SewerBoss Long Radius Bends - 45* - SN16 - SOE - Ring Not Incl SEWERBOSS BEND 375MM 45* SN16 L/RADIUS | 1 | each | =GetRate("DRA",$A1,2) | 1 | =PRODUCT(C1*E1,F1) | =G1
B |  | Discount | =GetValue("Discount 30%",3) | % | =SubTotal(G1:G1) | 1 | =PRODUCT(C2*E2,F2) | =G2
B |  | Waste and Fixings | =GetValue("Waste 7.5%",3) | % | =SubTotal(G1:G2) | 1 | =PRODUCT(C3*E3,F3) | =G3
B |  | freight | 0.02 | % | =SubTotal(G1:G3) | 1 | =PRODUCT(C4*E4,F4) | =G4
B | 88185 | Rubber Rings - Storm/Sewer BossPipe BOSSPIPE RUBBER RING 375MM SN16 | 2 | each | =GetRate("DRA",$A5,2) | 1 | =PRODUCT(C5*E5,F5) | =G5
B |  | Discount | =GetValue("Discount 30%",3) | % | =SubTotal(G5:G5) | 1 | =PRODUCT(C6*E6,F6) | =G6
B |  | Waste and Fixings | =GetValue("Waste 7.5%",3) | % | =SubTotal(G5:G6) | 1 | =PRODUCT(C7*E7,F7) | =G7
B | Drainer | Drainlayer | 0.7 | hour | =GetRate("LAB1",$A8,2) | 1 | =PRODUCT(C8*E8,F8) | =G8
B | DrainLab | Drainlayers Labourer | 0.23333 | hour | =GetRate("LAB1",$A9,2) | 1 | =PRODUCT(C9*E9,F9) | =G9
B | DrainEquip | Drainage Excavation and Compacting Equip | 0.23333 | hour | =GetRate("RES1",$A10,2) | 1 | =PRODUCT(C10*E10,F10) | =G10
B |  | Margin | =GetValue("Builders margin",3) | % | =SubTotal(G1:G10) | 1 | =PRODUCT(C11*E11,F11) | =G11
I | T29.04.100 | 375mm x 90° | T29.04_DRA_Sewer Polyprop | No
B | 88632 | SewerBoss Long Radius Bends - 90* - SN16 - SOE - Ring Not Incl SEWERBOSS BEND 375MM 90* SN16 L/RADIUS | 1 | each | =GetRate("DRA",$A1,2) | 1 | =PRODUCT(C1*E1,F1) | =G1
B |  | Discount | =GetValue("Discount 30%",3) | % | =SubTotal(G1:G1) | 1 | =PRODUCT(C2*E2,F2) | =G2
B |  | Waste and Fixings | =GetValue("Waste 7.5%",3) | % | =SubTotal(G1:G2) | 1 | =PRODUCT(C3*E3,F3) | =G3
B |  | freight | 0.02 | % | =SubTotal(G1:G3) | 1 | =PRODUCT(C4*E4,F4) | =G4
B | 88185 | Rubber Rings - Storm/Sewer BossPipe BOSSPIPE RUBBER RING 375MM SN16 | 2 | each | =GetRate("DRA",$A5,2) | 1 | =PRODUCT(C5*E5,F5) | =G5
B |  | Discount | =GetValue("Discount 30%",3) | % | =SubTotal(G5:G5) | 1 | =PRODUCT(C6*E6,F6) | =G6
B |  | Waste and Fixings | =GetValue("Waste 7.5%",3) | % | =SubTotal(G5:G6) | 1 | =PRODUCT(C7*E7,F7) | =G7
B | Drainer | Drainlayer | 0.7 | hour | =GetRate("LAB1",$A8,2) | 1 | =PRODUCT(C8*E8,F8) | =G8
B | DrainLab | Drainlayers Labourer | 0.23333 | hour | =GetRate("LAB1",$A9,2) | 1 | =PRODUCT(C9*E9,F9) | =G9
B | DrainEquip | Drainage Excavation and Compacting Equip | 0.23333 | hour | =GetRate("RES1",$A10,2) | 1 | =PRODUCT(C10*E10,F10) | =G10
B |  | Margin | =GetValue("Builders margin",3) | % | =SubTotal(G1:G10) | 1 | =PRODUCT(C11*E11,F11) | =G11
I | T29.04.103 | 450mm x 15°, 22°, 45° | T29.04_DRA_Sewer Polyprop | No
B | 88603 | SewerBoss Long Radius Bends - 15* - SN16 - SOE - Ring Not Incl SEWERBOSS BEND 450MM 15* SN16 L/RADIUS | 1 | each | =GetRate("DRA",$A1,2) | 1 | =PRODUCT(C1*E1,F1) | =G1
B |  | Discount | =GetValue("Discount 30%",3) | % | =SubTotal(G1:G1) | 1 | =PRODUCT(C2*E2,F2) | =G2
B |  | Waste and Fixings | =GetValue("Waste 7.5%",3) | % | =SubTotal(G1:G2) | 1 | =PRODUCT(C3*E3,F3) | =G3
B |  | freight | 0.02 | % | =SubTotal(G1:G3) | 1 | =PRODUCT(C4*E4,F4) | =G4
B | 88187 | Rubber Rings - Storm/Sewer BossPipe BOSSPIPE RUBBER RING 450MM SN16 | 2 | each | =GetRate("DRA",$A5,2) | 1 | =PRODUCT(C5*E5,F5) | =G5
B |  | Discount | =GetValue("Discount 30%",3) | % | =SubTotal(G5:G5) | 1 | =PRODUCT(C6*E6,F6) | =G6
B |  | Waste and Fixings | =GetValue("Waste 7.5%",3) | % | =SubTotal(G5:G6) | 1 | =PRODUCT(C7*E7,F7) | =G7
B | Drainer | Drainlayer | 0.85 | hour | =GetRate("LAB1",$A8,2) | 1 | =PRODUCT(C8*E8,F8) | =G8
B | DrainLab | Drainlayers Labourer | 0.28333 | hour | =GetRate("LAB1",$A9,2) | 1 | =PRODUCT(C9*E9,F9) | =G9
B | DrainEquip | Drainage Excavation and Compacting Equip | 0.28333 | hour | =GetRate("RES1",$A10,2) | 1 | =PRODUCT(C10*E10,F10) | =G10
B |  | Margin | =GetValue("Builders margin",3) | % | =SubTotal(G1:G10) | 1 | =PRODUCT(C11*E11,F11) | =G11
I | T29.04.106 | 450mm x 90° | T29.04_DRA_Sewer Polyprop | No
B | 88633 | SewerBoss Long Radius Bends - 90* - SN16 - SOE - Ring Not Incl SEWERBOSS BEND 450MM 90* SN16 L/RADIUS | 1 | each | =GetRate("DRA",$A1,2) | 1 | =PRODUCT(C1*E1,F1) | =G1
B |  | Discount | =GetValue("Discount 30%",3) | % | =SubTotal(G1:G1) | 1 | =PRODUCT(C2*E2,F2) | =G2
B |  | Waste and Fixings | =GetValue("Waste 7.5%",3) | % | =SubTotal(G1:G2) | 1 | =PRODUCT(C3*E3,F3) | =G3
B |  | freight | 0.02 | % | =SubTotal(G1:G3) | 1 | =PRODUCT(C4*E4,F4) | =G4
B | 88187 | Rubber Rings - Storm/Sewer BossPipe BOSSPIPE RUBBER RING 450MM SN16 | 2 | each | =GetRate("DRA",$A5,2) | 1 | =PRODUCT(C5*E5,F5) | =G5
B |  | Discount | =GetValue("Discount 30%",3) | % | =SubTotal(G5:G5) | 1 | =PRODUCT(C6*E6,F6) | =G6
B |  | Waste and Fixings | =GetValue("Waste 7.5%",3) | % | =SubTotal(G5:G6) | 1 | =PRODUCT(C7*E7,F7) | =G7
B | Drainer | Drainlayer | 0.85 | hour | =GetRate("LAB1",$A8,2) | 1 | =PRODUCT(C8*E8,F8) | =G8
B | DrainLab | Drainlayers Labourer | 0.28333 | hour | =GetRate("LAB1",$A9,2) | 1 | =PRODUCT(C9*E9,F9) | =G9
B | DrainEquip | Drainage Excavation and Compacting Equip | 0.28333 | hour | =GetRate("RES1",$A10,2) | 1 | =PRODUCT(C10*E10,F10) | =G10
B |  | Margin | =GetValue("Builders margin",3) | % | =SubTotal(G1:G10) | 1 | =PRODUCT(C11*E11,F11) | =G11
I | T29.04.109 | <b>Junctions to Polypropylene Pipe</b> | T29.04_DRA_Sewer Polyprop
I | T29.04.112 | Plain, SN16 | T29.04_DRA_Sewer Polyprop
I | T29.04.115 | 225mm equal Y | T29.04_DRA_Sewer Polyprop | No
B | 88510 | SewerBoss Equal Wye Junctions - Mainway SOE - Branch Has Socket - Ring Not Incl - SN16 SEWERBOSS EQUAL WYE JUNCTION 225MM SN16 | 1 | each | =GetRate("DRA",$A1,2) | 1 | =PRODUCT(C1*E1,F1) | =G1
B |  | Discount | =GetValue("Discount 30%",3) | % | =SubTotal(G1:G1) | 1 | =PRODUCT(C2*E2,F2) | =G2
B |  | Waste and Fixings | =GetValue("Waste 7.5%",3) | % | =SubTotal(G1:G2) | 1 | =PRODUCT(C3*E3,F3) | =G3
B |  | freight | 0.02 | % | =SubTotal(G1:G3) | 1 | =PRODUCT(C4*E4,F4) | =G4
B | 88181 | Rubber Rings - Storm/Sewer BossPipe BOSSPIPE RUBBER RING 225MM SN16 | 2 | each | =GetRate("DRA",$A5,2) | 1 | =PRODUCT(C5*E5,F5) | =G5
B |  | Discount | =GetValue("Discount 30%",3) | % | =SubTotal(G5:G5) | 1 | =PRODUCT(C6*E6,F6) | =G6
B |  | Waste and Fixings | =GetValue("Waste 7.5%",3) | % | =SubTotal(G5:G6) | 1 | =PRODUCT(C7*E7,F7) | =G7
B | Drainer | Drainlayer | 0.5 | hour | =GetRate("LAB1",$A8,2) | 1 | =PRODUCT(C8*E8,F8) | =G8
B | DrainLab | Drainlayers Labourer | 0.16667 | hour | =GetRate("LAB1",$A9,2) | 1 | =PRODUCT(C9*E9,F9) | =G9
B | DrainEquip | Drainage Excavation and Compacting Equip | 0.16667 | hour | =GetRate("RES1",$A10,2) | 1 | =PRODUCT(C10*E10,F10) | =G10
B |  | Margin | =GetValue("Builders margin",3) | % | =SubTotal(G1:G10) | 1 | =PRODUCT(C11*E11,F11) | =G11
I | T29.04.118 | 300mm equal Y | T29.04_DRA_Sewer Polyprop | No
B | 88511 | SewerBoss Equal Wye Junctions - Mainway SOE - Branch Has Socket - Ring Not Incl - SN16 SEWERBOSS EQUAL WYE JUNCTION 300MM SN16 | 1 | each | =GetRate("DRA",$A1,2) | 1 | =PRODUCT(C1*E1,F1) | =G1
B |  | Discount | =GetValue("Discount 30%",3) | % | =SubTotal(G1:G1) | 1 | =PRODUCT(C2*E2,F2) | =G2
B |  | Waste and Fixings | =GetValue("Waste 7.5%",3) | % | =SubTotal(G1:G2) | 1 | =PRODUCT(C3*E3,F3) | =G3
B |  | freight | 0.02 | % | =SubTotal(G1:G3) | 1 | =PRODUCT(C4*E4,F4) | =G4
B | 88181 | Rubber Rings - Storm/Sewer BossPipe BOSSPIPE RUBBER RING 225MM SN16 | 2 | each | =GetRate("DRA",$A5,2) | 1 | =PRODUCT(C5*E5,F5) | =G5
B |  | Discount | =GetValue("Discount 30%",3) | % | =SubTotal(G5:G5) | 1 | =PRODUCT(C6*E6,F6) | =G6
B |  | Waste and Fixings | =GetValue("Waste 7.5%",3) | % | =SubTotal(G5:G6) | 1 | =PRODUCT(C7*E7,F7) | =G7
B | Drainer | Drainlayer | 0.75 | hour | =GetRate("LAB1",$A8,2) | 1 | =PRODUCT(C8*E8,F8) | =G8
B | DrainLab | Drainlayers Labourer | 0.25 | hour | =GetRate("LAB1",$A9,2) | 1 | =PRODUCT(C9*E9,F9) | =G9
B | DrainEquip | Drainage Excavation and Compacting Equip | 0.25 | hour | =GetRate("RES1",$A10,2) | 1 | =PRODUCT(C10*E10,F10) | =G10
B |  | Margin | =GetValue("Builders margin",3) | % | =SubTotal(G1:G10) | 1 | =PRODUCT(C11*E11,F11) | =G11
I | T29.04.121 | 375mm equal Y | T29.04_DRA_Sewer Polyprop | No
B | 88512 | SewerBoss Equal Wye Junctions - Mainway SOE - Branch Has Socket - Ring Not Incl - SN16 SEWERBOSS EQUAL WYE JUNCTION 375MM SN16 | 1 | each | =GetRate("DRA",$A1,2) | 1 | =PRODUCT(C1*E1,F1) | =G1
B |  | Discount | =GetValue("Discount 30%",3) | % | =SubTotal(G1:G1) | 1 | =PRODUCT(C2*E2,F2) | =G2
B |  | Waste and Fixings | =GetValue("Waste 7.5%",3) | % | =SubTotal(G1:G2) | 1 | =PRODUCT(C3*E3,F3) | =G3
B |  | freight | 0.02 | % | =SubTotal(G1:G3) | 1 | =PRODUCT(C4*E4,F4) | =G4
B | 88185 | Rubber Rings - Storm/Sewer BossPipe BOSSPIPE RUBBER RING 375MM SN16 | 2 | each | =GetRate("DRA",$A5,2) | 1 | =PRODUCT(C5*E5,F5) | =G5
B |  | Discount | =GetValue("Discount 30%",3) | % | =SubTotal(G5:G5) | 1 | =PRODUCT(C6*E6,F6) | =G6
B |  | Waste and Fixings | =GetValue("Waste 7.5%",3) | % | =SubTotal(G5:G6) | 1 | =PRODUCT(C7*E7,F7) | =G7
B | Drainer | Drainlayer | 0.9 | hour | =GetRate("LAB1",$A8,2) | 1 | =PRODUCT(C8*E8,F8) | =G8
B | DrainLab | Drainlayers Labourer | 0.3 | hour | =GetRate("LAB1",$A9,2) | 1 | =PRODUCT(C9*E9,F9) | =G9
B | DrainEquip | Drainage Excavation and Compacting Equip | 0.3 | hour | =GetRate("RES1",$A10,2) | 1 | =PRODUCT(C10*E10,F10) | =G10
B |  | Margin | =GetValue("Builders margin",3) | % | =SubTotal(G1:G10) | 1 | =PRODUCT(C11*E11,F11) | =G11
I | T29.04.124 | 450mm equal Y | T29.04_DRA_Sewer Polyprop | No
B | 88513 | SewerBoss Equal Wye Junctions - Mainway SOE - Branch Has Socket - Ring Not Incl - SN16 SEWERBOSS EQUAL WYE JUNCTION 450MM SN16 | 1 | each | =GetRate("DRA",$A1,2) | 1 | =PRODUCT(C1*E1,F1) | =G1
B |  | Discount | =GetValue("Discount 30%",3) | % | =SubTotal(G1:G1) | 1 | =PRODUCT(C2*E2,F2) | =G2
B |  | Waste and Fixings | =GetValue("Waste 7.5%",3) | % | =SubTotal(G1:G2) | 1 | =PRODUCT(C3*E3,F3) | =G3
B |  | freight | 0.02 | % | =SubTotal(G1:G3) | 1 | =PRODUCT(C4*E4,F4) | =G4
B | 88187 | Rubber Rings - Storm/Sewer BossPipe BOSSPIPE RUBBER RING 450MM SN16 | 2 | each | =GetRate("DRA",$A5,2) | 1 | =PRODUCT(C5*E5,F5) | =G5
B |  | Discount | =GetValue("Discount 30%",3) | % | =SubTotal(G5:G5) | 1 | =PRODUCT(C6*E6,F6) | =G6
B |  | Waste and Fixings | =GetValue("Waste 7.5%",3) | % | =SubTotal(G5:G6) | 1 | =PRODUCT(C7*E7,F7) | =G7
B | Drainer | Drainlayer | 1 | hour | =GetRate("LAB1",$A8,2) | 1 | =PRODUCT(C8*E8,F8) | =G8
B | DrainLab | Drainlayers Labourer | 0.33333 | hour | =GetRate("LAB1",$A9,2) | 1 | =PRODUCT(C9*E9,F9) | =G9
B | DrainEquip | Drainage Excavation and Compacting Equip | 0.33333 | hour | =GetRate("RES1",$A10,2) | 1 | =PRODUCT(C10*E10,F10) | =G10
B |  | Margin | =GetValue("Builders margin",3) | % | =SubTotal(G1:G10) | 1 | =PRODUCT(C11*E11,F11) | =G11
I | T29.04.127 | Reducing, SN16 | T29.04_DRA_Sewer Polyprop
I | T29.04.130 | 225mm x 100mm or 150mm x 45°, 90° | T29.04_DRA_Sewer Polyprop | No
B | 88740 | SewerBoss Junctions SN16 - 45* - 100/110 - Mainway SOE - Ring Incl In Branch Only SEWERBOSS JUNCTION 45*225MM 100/110 SN16 | 1 | each | =GetRate("DRA",$A1,2) | 1 | =PRODUCT(C1*E1,F1) | =G1
B |  | Discount | =GetValue("Discount 30%",3) | % | =SubTotal(G1:G1) | 1 | =PRODUCT(C2*E2,F2) | =G2
B |  | Waste and Fixings | =GetValue("Waste 7.5%",3) | % | =SubTotal(G1:G2) | 1 | =PRODUCT(C3*E3,F3) | =G3
B |  | freight | 0.02 | % | =SubTotal(G1:G3) | 1 | =PRODUCT(C4*E4,F4) | =G4
B | 88181 | Rubber Rings - Storm/Sewer BossPipe BOSSPIPE RUBBER RING 225MM SN16 | 2 | each | =GetRate("DRA",$A5,2) | 1 | =PRODUCT(C5*E5,F5) | =G5
B |  | Discount | =GetValue("Discount 30%",3) | % | =SubTotal(G5:G5) | 1 | =PRODUCT(C6*E6,F6) | =G6
B |  | Waste and Fixings | =GetValue("Waste 7.5%",3) | % | =SubTotal(G5:G6) | 1 | =PRODUCT(C7*E7,F7) | =G7
B | Drainer | Drainlayer | 0.5 | hour | =GetRate("LAB1",$A8,2) | 1 | =PRODUCT(C8*E8,F8) | =G8
B | DrainLab | Drainlayers Labourer | 0.16667 | hour | =GetRate("LAB1",$A9,2) | 1 | =PRODUCT(C9*E9,F9) | =G9
B | DrainEquip | Drainage Excavation and Compacting Equip | 0.16667 | hour | =GetRate("RES1",$A10,2) | 1 | =PRODUCT(C10*E10,F10) | =G10
B |  | Margin | =GetValue("Builders margin",3) | % | =SubTotal(G1:G10) | 1 | =PRODUCT(C11*E11,F11) | =G11
I | T29.04.133 | 300mm x 100mm or 150mm x 45°, 90° | T29.04_DRA_Sewer Polyprop | No
B | 88741 | SewerBoss Junctions SN16 - 45* - 100/110 - Mainway SOE - Ring Incl In Branch Only SEWERBOSS JUNCTION 45*300MM 100/110 SN16 | 1 | each | =GetRate("DRA",$A1,2) | 1 | =PRODUCT(C1*E1,F1) | =G1
B |  | Discount | =GetValue("Discount 30%",3) | % | =SubTotal(G1:G1) | 1 | =PRODUCT(C2*E2,F2) | =G2
B |  | Waste and Fixings | =GetValue("Waste 7.5%",3) | % | =SubTotal(G1:G2) | 1 | =PRODUCT(C3*E3,F3) | =G3
B |  | freight | 0.02 | % | =SubTotal(G1:G3) | 1 | =PRODUCT(C4*E4,F4) | =G4
B | 88181 | Rubber Rings - Storm/Sewer BossPipe BOSSPIPE RUBBER RING 225MM SN16 | 2 | each | =GetRate("DRA",$A5,2) | 1 | =PRODUCT(C5*E5,F5) | =G5
B |  | Discount | =GetValue("Discount 30%",3) | % | =SubTotal(G5:G5) | 1 | =PRODUCT(C6*E6,F6) | =G6
B |  | Waste and Fixings | =GetValue("Waste 7.5%",3) | % | =SubTotal(G5:G6) | 1 | =PRODUCT(C7*E7,F7) | =G7
B | Drainer | Drainlayer | 0.75 | hour | =GetRate("LAB1",$A8,2) | 1 | =PRODUCT(C8*E8,F8) | =G8
B | DrainLab | Drainlayers Labourer | 0.25 | hour | =GetRate("LAB1",$A9,2) | 1 | =PRODUCT(C9*E9,F9) | =G9
B | DrainEquip | Drainage Excavation and Compacting Equip | 0.25 | hour | =GetRate("RES1",$A10,2) | 1 | =PRODUCT(C10*E10,F10) | =G10
B |  | Margin | =GetValue("Builders margin",3) | % | =SubTotal(G1:G10) | 1 | =PRODUCT(C11*E11,F11) | =G11
I | T29.04.136 | 375mm x 100mm or 150mm x 45°, 90° | T29.04_DRA_Sewer Polyprop | No
B | 88742 | SewerBoss Junctions SN16 - 45* - 100/110 - Mainway SOE - Ring Incl In Branch Only SEWERBOSS JUNCTION 45*375MM 100/110 SN16 | 1 | each | =GetRate("DRA",$A1,2) | 1 | =PRODUCT(C1*E1,F1) | =G1
B |  | Discount | =GetValue("Discount 30%",3) | % | =SubTotal(G1:G1) | 1 | =PRODUCT(C2*E2,F2) | =G2
B |  | Waste and Fixings | =GetValue("Waste 7.5%",3) | % | =SubTotal(G1:G2) | 1 | =PRODUCT(C3*E3,F3) | =G3
B |  | freight | 0.02 | % | =SubTotal(G1:G3) | 1 | =PRODUCT(C4*E4,F4) | =G4
B | 88185 | Rubber Rings - Storm/Sewer BossPipe BOSSPIPE RUBBER RING 375MM SN16 | 2 | each | =GetRate("DRA",$A5,2) | 1 | =PRODUCT(C5*E5,F5) | =G5
B |  | Discount | =GetValue("Discount 30%",3) | % | =SubTotal(G5:G5) | 1 | =PRODUCT(C6*E6,F6) | =G6
B |  | Waste and Fixings | =GetValue("Waste 7.5%",3) | % | =SubTotal(G5:G6) | 1 | =PRODUCT(C7*E7,F7) | =G7
B | Drainer | Drainlayer | 0.9 | hour | =GetRate("LAB1",$A8,2) | 1 | =PRODUCT(C8*E8,F8) | =G8
B | DrainLab | Drainlayers Labourer | 0.3 | hour | =GetRate("LAB1",$A9,2) | 1 | =PRODUCT(C9*E9,F9) | =G9
B | DrainEquip | Drainage Excavation and Compacting Equip | 0.3 | hour | =GetRate("RES1",$A10,2) | 1 | =PRODUCT(C10*E10,F10) | =G10
B |  | Margin | =GetValue("Builders margin",3) | % | =SubTotal(G1:G10) | 1 | =PRODUCT(C11*E11,F11) | =G11
I | T29.04.139 | 450mm x 100mm or 150mm x 45°, 90° | T29.04_DRA_Sewer Polyprop | No
B | 88743 | SewerBoss Junctions SN16 - 45* - 100/110 - Mainway SOE - Ring Incl In Branch Only SEWERBOSS JUNCTION 45*450MM 100/110 SN16 | 1 | each | =GetRate("DRA",$A1,2) | 1 | =PRODUCT(C1*E1,F1) | =G1
B |  | Discount | =GetValue("Discount 30%",3) | % | =SubTotal(G1:G1) | 1 | =PRODUCT(C2*E2,F2) | =G2
B |  | Waste and Fixings | =GetValue("Waste 7.5%",3) | % | =SubTotal(G1:G2) | 1 | =PRODUCT(C3*E3,F3) | =G3
B |  | freight | 0.02 | % | =SubTotal(G1:G3) | 1 | =PRODUCT(C4*E4,F4) | =G4
B | 88187 | Rubber Rings - Storm/Sewer BossPipe BOSSPIPE RUBBER RING 450MM SN16 | 2 | each | =GetRate("DRA",$A5,2) | 1 | =PRODUCT(C5*E5,F5) | =G5
B |  | Discount | =GetValue("Discount 30%",3) | % | =SubTotal(G5:G5) | 1 | =PRODUCT(C6*E6,F6) | =G6
B |  | Waste and Fixings | =GetValue("Waste 7.5%",3) | % | =SubTotal(G5:G6) | 1 | =PRODUCT(C7*E7,F7) | =G7
B | Drainer | Drainlayer | 1 | hour | =GetRate("LAB1",$A8,2) | 1 | =PRODUCT(C8*E8,F8) | =G8
B | DrainLab | Drainlayers Labourer | 0.33333 | hour | =GetRate("LAB1",$A9,2) | 1 | =PRODUCT(C9*E9,F9) | =G9
B | DrainEquip | Drainage Excavation and Compacting Equip | 0.33333 | hour | =GetRate("RES1",$A10,2) | 1 | =PRODUCT(C10*E10,F10) | =G10
B |  | Margin | =GetValue("Builders margin",3) | % | =SubTotal(G1:G10) | 1 | =PRODUCT(C11*E11,F11) | =G11
I | T29.04.142 | <b>General Fittings to Polypropylene Pipe</b> | T29.04_DRA_Sewer Polyprop
I | T29.04.145 | Reducer, SN16 | T29.04_DRA_Sewer Polyprop
I | T29.04.148 | 300mm x 225mm | T29.04_DRA_Sewer Polyprop | No
B | 88480 | Reducer - BossPipe PE To BossPipe PE - SN16 BOSSPIPE REDUCER 300MM-225MM SN16 | 1 | each | =GetRate("DRA",$A1,2) | 1 | =PRODUCT(C1*E1,F1) | =G1
B |  | Discount | =GetValue("Discount 30%",3) | % | =SubTotal(G1:G1) | 1 | =PRODUCT(C2*E2,F2) | =G2
B |  | Waste and Fixings | =GetValue("Waste 7.5%",3) | % | =SubTotal(G1:G2) | 1 | =PRODUCT(C3*E3,F3) | =G3
B |  | freight | 0.02 | % | =SubTotal(G1:G3) | 1 | =PRODUCT(C4*E4,F4) | =G4
B | 88181 | Rubber Rings - Storm/Sewer BossPipe BOSSPIPE RUBBER RING 225MM SN16 | 1 | each | =GetRate("DRA",$A5,2) | 1 | =PRODUCT(C5*E5,F5) | =G5
B |  | Discount | =GetValue("Discount 30%",3) | % | =SubTotal(G5:G5) | 1 | =PRODUCT(C6*E6,F6) | =G6
B |  | Waste and Fixings | =GetValue("Waste 7.5%",3) | % | =SubTotal(G5:G6) | 1 | =PRODUCT(C7*E7,F7) | =G7
B | 88183 | Rubber Rings - Storm/Sewer BossPipe BOSSPIPE RUBBER RING 300MM SN16 | 1 | each | =GetRate("DRA",$A8,2) | 1 | =PRODUCT(C8*E8,F8) | =G8
B |  | Discount | =GetValue("Discount 30%",3) | % | =SubTotal(G8:G8) | 1 | =PRODUCT(C9*E9,F9) | =G9
B |  | Waste and Fixings | =GetValue("Waste 7.5%",3) | % | =SubTotal(G8:G9) | 1 | =PRODUCT(C10*E10,F10) | =G10
B | Drainer | Drainlayer | 0.75 | hour | =GetRate("LAB1",$A11,2) | 1 | =PRODUCT(C11*E11,F11) | =G11
B | DrainLab | Drainlayers Labourer | 0.25 | hour | =GetRate("LAB1",$A12,2) | 1 | =PRODUCT(C12*E12,F12) | =G12
B | DrainEquip | Drainage Excavation and Compacting Equip | 0.25 | hour | =GetRate("RES1",$A13,2) | 1 | =PRODUCT(C13*E13,F13) | =G13
B |  | Margin | =GetValue("Builders margin",3) | % | =SubTotal(G1:G13) | 1 | =PRODUCT(C14*E14,F14) | =G14
I | T29.04.151 | 375mm x 225mm | T29.04_DRA_Sewer Polyprop | No
B | 88481 | Reducer - BossPipe PE To BossPipe PE - SN16 BOSSPIPE REDUCER 375MM-225MM SN16 | 1 | each | =GetRate("DRA",$A1,2) | 1 | =PRODUCT(C1*E1,F1) | =G1
B |  | Discount | =GetValue("Discount 30%",3) | % | =SubTotal(G1:G1) | 1 | =PRODUCT(C2*E2,F2) | =G2
B |  | Waste and Fixings | =GetValue("Waste 7.5%",3) | % | =SubTotal(G1:G2) | 1 | =PRODUCT(C3*E3,F3) | =G3
B |  | freight | 0.02 | % | =SubTotal(G1:G3) | 1 | =PRODUCT(C4*E4,F4) | =G4
B | 88185 | Rubber Rings - Storm/Sewer BossPipe BOSSPIPE RUBBER RING 375MM SN16 | 1 | each | =GetRate("DRA",$A5,2) | 1 | =PRODUCT(C5*E5,F5) | =G5
B |  | Discount | =GetValue("Discount 30%",3) | % | =SubTotal(G5:G5) | 1 | =PRODUCT(C6*E6,F6) | =G6
B |  | Waste and Fixings | =GetValue("Waste 7.5%",3) | % | =SubTotal(G5:G6) | 1 | =PRODUCT(C7*E7,F7) | =G7
B | 88181 | Rubber Rings - Storm/Sewer BossPipe BOSSPIPE RUBBER RING 225MM SN16 | 1 | each | =GetRate("DRA",$A8,2) | 1 | =PRODUCT(C8*E8,F8) | =G8
B |  | Discount | =GetValue("Discount 30%",3) | % | =SubTotal(G8:G8) | 1 | =PRODUCT(C9*E9,F9) | =G9
B |  | Waste and Fixings | =GetValue("Waste 7.5%",3) | % | =SubTotal(G8:G9) | 1 | =PRODUCT(C10*E10,F10) | =G10
B | Drainer | Drainlayer | 0.9 | hour | =GetRate("LAB1",$A11,2) | 1 | =PRODUCT(C11*E11,F11) | =G11
B | DrainLab | Drainlayers Labourer | 0.3 | hour | =GetRate("LAB1",$A12,2) | 1 | =PRODUCT(C12*E12,F12) | =G12
B | DrainEquip | Drainage Excavation and Compacting Equip | 0.3 | hour | =GetRate("RES1",$A13,2) | 1 | =PRODUCT(C13*E13,F13) | =G13
B |  | Margin | =GetValue("Builders margin",3) | % | =SubTotal(G1:G13) | 1 | =PRODUCT(C14*E14,F14) | =G14
I | T29.04.154 | 375mm x 300mm | T29.04_DRA_Sewer Polyprop | No
B | 88482 | Reducer - BossPipe PE To BossPipe PE - SN16 BOSSPIPE REDUCER 375MM-300MM SN16 | 1 | each | =GetRate("DRA",$A1,2) | 1 | =PRODUCT(C1*E1,F1) | =G1
B |  | Discount | =GetValue("Discount 30%",3) | % | =SubTotal(G1:G1) | 1 | =PRODUCT(C2*E2,F2) | =G2
B |  | Waste and Fixings | =GetValue("Waste 7.5%",3) | % | =SubTotal(G1:G2) | 1 | =PRODUCT(C3*E3,F3) | =G3
B |  | freight | 0.02 | % | =SubTotal(G1:G3) | 1 | =PRODUCT(C4*E4,F4) | =G4
B | 88185 | Rubber Rings - Storm/Sewer BossPipe BOSSPIPE RUBBER RING 375MM SN16 | 1 | each | =GetRate("DRA",$A5,2) | 1 | =PRODUCT(C5*E5,F5) | =G5
B |  | Discount | =GetValue("Discount 30%",3) | % | =SubTotal(G5:G5) | 1 | =PRODUCT(C6*E6,F6) | =G6
B |  | Waste and Fixings | =GetValue("Waste 7.5%",3) | % | =SubTotal(G5:G6) | 1 | =PRODUCT(C7*E7,F7) | =G7
B | 88183 | Rubber Rings - Storm/Sewer BossPipe BOSSPIPE RUBBER RING 300MM SN16 | 1 | each | =GetRate("DRA",$A8,2) | 1 | =PRODUCT(C8*E8,F8) | =G8
B |  | Discount | =GetValue("Discount 30%",3) | % | =SubTotal(G8:G8) | 1 | =PRODUCT(C9*E9,F9) | =G9
B |  | Waste and Fixings | =GetValue("Waste 7.5%",3) | % | =SubTotal(G8:G9) | 1 | =PRODUCT(C10*E10,F10) | =G10
B | Drainer | Drainlayer | 0.9 | hour | =GetRate("LAB1",$A11,2) | 1 | =PRODUCT(C11*E11,F11) | =G11
B | DrainLab | Drainlayers Labourer | 0.3 | hour | =GetRate("LAB1",$A12,2) | 1 | =PRODUCT(C12*E12,F12) | =G12
B | DrainEquip | Drainage Excavation and Compacting Equip | 0.3 | hour | =GetRate("RES1",$A13,2) | 1 | =PRODUCT(C13*E13,F13) | =G13
B |  | Margin | =GetValue("Builders margin",3) | % | =SubTotal(G1:G13) | 1 | =PRODUCT(C14*E14,F14) | =G14
I | T29.04.157 | 450mm x 225mm | T29.04_DRA_Sewer Polyprop | No
B | 88483 | Reducer - BossPipe PE To BossPipe PE - SN16 BOSSPIPE REDUCER 450MM-225MM SN16 | 1 | each | =GetRate("DRA",$A1,2) | 1 | =PRODUCT(C1*E1,F1) | =G1
B |  | Discount | =GetValue("Discount 30%",3) | % | =SubTotal(G1:G1) | 1 | =PRODUCT(C2*E2,F2) | =G2
B |  | Waste and Fixings | =GetValue("Waste 7.5%",3) | % | =SubTotal(G1:G2) | 1 | =PRODUCT(C3*E3,F3) | =G3
B |  | freight | 0.02 | % | =SubTotal(G1:G3) | 1 | =PRODUCT(C4*E4,F4) | =G4
B | 88187 | Rubber Rings - Storm/Sewer BossPipe BOSSPIPE RUBBER RING 450MM SN16 | 1 | each | =GetRate("DRA",$A5,2) | 1 | =PRODUCT(C5*E5,F5) | =G5
B |  | Discount | =GetValue("Discount 30%",3) | % | =SubTotal(G5:G5) | 1 | =PRODUCT(C6*E6,F6) | =G6
B |  | Waste and Fixings | =GetValue("Waste 7.5%",3) | % | =SubTotal(G5:G6) | 1 | =PRODUCT(C7*E7,F7) | =G7
B | 88181 | Rubber Rings - Storm/Sewer BossPipe BOSSPIPE RUBBER RING 225MM SN16 | 1 | each | =GetRate("DRA",$A8,2) | 1 | =PRODUCT(C8*E8,F8) | =G8
B |  | Discount | =GetValue("Discount 30%",3) | % | =SubTotal(G8:G8) | 1 | =PRODUCT(C9*E9,F9) | =G9
B |  | Waste and Fixings | =GetValue("Waste 7.5%",3) | % | =SubTotal(G8:G9) | 1 | =PRODUCT(C10*E10,F10) | =G10
B | Drainer | Drainlayer | 1 | hour | =GetRate("LAB1",$A11,2) | 1 | =PRODUCT(C11*E11,F11) | =G11
B | DrainLab | Drainlayers Labourer | 0.33333 | hour | =GetRate("LAB1",$A12,2) | 1 | =PRODUCT(C12*E12,F12) | =G12
B | DrainEquip | Drainage Excavation and Compacting Equip | 0.33333 | hour | =GetRate("RES1",$A13,2) | 1 | =PRODUCT(C13*E13,F13) | =G13
B |  | Margin | =GetValue("Builders margin",3) | % | =SubTotal(G1:G13) | 1 | =PRODUCT(C14*E14,F14) | =G14
I | T29.04.160 | 450mm x 300mm | T29.04_DRA_Sewer Polyprop | No
B | 88484 | Reducer - BossPipe PE To BossPipe PE - SN16 BOSSPIPE REDUCER 450MM-300MM SN16 | 1 | each | =GetRate("DRA",$A1,2) | 1 | =PRODUCT(C1*E1,F1) | =G1
B |  | Discount | =GetValue("Discount 30%",3) | % | =SubTotal(G1:G1) | 1 | =PRODUCT(C2*E2,F2) | =G2
B |  | Waste and Fixings | =GetValue("Waste 7.5%",3) | % | =SubTotal(G1:G2) | 1 | =PRODUCT(C3*E3,F3) | =G3
B |  | freight | 0.02 | % | =SubTotal(G1:G3) | 1 | =PRODUCT(C4*E4,F4) | =G4
B | 88187 | Rubber Rings - Storm/Sewer BossPipe BOSSPIPE RUBBER RING 450MM SN16 | 1 | each | =GetRate("DRA",$A5,2) | 1 | =PRODUCT(C5*E5,F5) | =G5
B |  | Discount | =GetValue("Discount 30%",3) | % | =SubTotal(G5:G5) | 1 | =PRODUCT(C6*E6,F6) | =G6
B |  | Waste and Fixings | =GetValue("Waste 7.5%",3) | % | =SubTotal(G5:G6) | 1 | =PRODUCT(C7*E7,F7) | =G7
B | 88183 | Rubber Rings - Storm/Sewer BossPipe BOSSPIPE RUBBER RING 300MM SN16 | 1 | each | =GetRate("DRA",$A8,2) | 1 | =PRODUCT(C8*E8,F8) | =G8
B |  | Discount | =GetValue("Discount 30%",3) | % | =SubTotal(G8:G8) | 1 | =PRODUCT(C9*E9,F9) | =G9
B |  | Waste and Fixings | =GetValue("Waste 7.5%",3) | % | =SubTotal(G8:G9) | 1 | =PRODUCT(C10*E10,F10) | =G10
B | Drainer | Drainlayer | 1 | hour | =GetRate("LAB1",$A11,2) | 1 | =PRODUCT(C11*E11,F11) | =G11
B | DrainLab | Drainlayers Labourer | 0.33333 | hour | =GetRate("LAB1",$A12,2) | 1 | =PRODUCT(C12*E12,F12) | =G12
B | DrainEquip | Drainage Excavation and Compacting Equip | 0.33333 | hour | =GetRate("RES1",$A13,2) | 1 | =PRODUCT(C13*E13,F13) | =G13
B |  | Margin | =GetValue("Builders margin",3) | % | =SubTotal(G1:G13) | 1 | =PRODUCT(C14*E14,F14) | =G14
I | T29.04.163 | 450mm x 375mm | T29.04_DRA_Sewer Polyprop | No
B | 88485 | Reducer - BossPipe PE To BossPipe PE - SN16 BOSSPIPE REDUCER 450MM-375MM SN16 | 1 | each | =GetRate("DRA",$A1,2) | 1 | =PRODUCT(C1*E1,F1) | =G1
B |  | Discount | =GetValue("Discount 30%",3) | % | =SubTotal(G1:G1) | 1 | =PRODUCT(C2*E2,F2) | =G2
B |  | Waste and Fixings | =GetValue("Waste 7.5%",3) | % | =SubTotal(G1:G2) | 1 | =PRODUCT(C3*E3,F3) | =G3
B |  | freight | 0.02 | % | =SubTotal(G1:G3) | 1 | =PRODUCT(C4*E4,F4) | =G4
B | 88187 | Rubber Rings - Storm/Sewer BossPipe BOSSPIPE RUBBER RING 450MM SN16 | 1 | each | =GetRate("DRA",$A5,2) | 1 | =PRODUCT(C5*E5,F5) | =G5
B |  | Discount | =GetValue("Discount 30%",3) | % | =SubTotal(G5:G5) | 1 | =PRODUCT(C6*E6,F6) | =G6
B |  | Waste and Fixings | =GetValue("Waste 7.5%",3) | % | =SubTotal(G5:G6) | 1 | =PRODUCT(C7*E7,F7) | =G7
B | 88185 | Rubber Rings - Storm/Sewer BossPipe BOSSPIPE RUBBER RING 375MM SN16 | 1 | each | =GetRate("DRA",$A8,2) | 1 | =PRODUCT(C8*E8,F8) | =G8
B |  | Discount | =GetValue("Discount 30%",3) | % | =SubTotal(G8:G8) | 1 | =PRODUCT(C9*E9,F9) | =G9
B |  | Waste and Fixings | =GetValue("Waste 7.5%",3) | % | =SubTotal(G8:G9) | 1 | =PRODUCT(C10*E10,F10) | =G10
B | Drainer | Drainlayer | 1 | hour | =GetRate("LAB1",$A11,2) | 1 | =PRODUCT(C11*E11,F11) | =G11
B | DrainLab | Drainlayers Labourer | 0.33333 | hour | =GetRate("LAB1",$A12,2) | 1 | =PRODUCT(C12*E12,F12) | =G12
B | DrainEquip | Drainage Excavation and Compacting Equip | 0.33333 | hour | =GetRate("RES1",$A13,2) | 1 | =PRODUCT(C13*E13,F13) | =G13
B |  | Margin | =GetValue("Builders margin",3) | % | =SubTotal(G1:G13) | 1 | =PRODUCT(C14*E14,F14) | =G14
I | T29.04.166 | Manhole Connector, SN16 | T29.04_DRA_Sewer Polyprop
I | T29.04.169 | 225mm dia | T29.04_DRA_Sewer Polyprop | No
B | BMH225 | MH Connector Hydroseal 225mm Bosspipe | 1 | each | =GetRate("DRA",$A1,2) | 1 | =PRODUCT(C1*E1,F1) | =G1
B |  | Discount | =GetValue("Discount 30%",3) | % | =SubTotal(G1:G1) | 1 | =PRODUCT(C2*E2,F2) | =G2
B |  | Waste and Fixings | =GetValue("Waste 7.5%",3) | % | =SubTotal(G1:G2) | 1 | =PRODUCT(C3*E3,F3) | =G3
B |  | freight | 0.02 | % | =SubTotal(G1:G3) | 1 | =PRODUCT(C4*E4,F4) | =G4
B | BMHR225 | Hydroseal Ring 225mm Bosspipe | 1 | each | =GetRate("DRA",$A5,2) | 1 | =PRODUCT(C5*E5,F5) | =G5
B |  | Discount | =GetValue("Discount 30%",3) | % | =SubTotal(G5:G5) | 1 | =PRODUCT(C6*E6,F6) | =G6
B |  | Waste and Fixings | =GetValue("Waste 7.5%",3) | % | =SubTotal(G5:G6) | 1 | =PRODUCT(C7*E7,F7) | =G7
B | 77626 | Sika Additives CA SIKA GROUT 212 X 25KG | 1 | each | =GetRate("DRA",$A8,2) | 0.01 | =PRODUCT(C8*E8,F8) | =G8
B |  | Discount | =GetValue("Discount 30%",3) | % | =SubTotal(G8:G8) | 1 | =PRODUCT(C9*E9,F9) | =G9
B |  | Waste and Fixings | =GetValue("Waste 7.5%",3) | % | =SubTotal(G8:G9) | 1 | =PRODUCT(C10*E10,F10) | =G10
B | Drainer | Drainlayer | 0.5 | hour | =GetRate("LAB1",$A11,2) | 1 | =PRODUCT(C11*E11,F11) | =G11
B | DrainLab | Drainlayers Labourer | 0.16667 | hour | =GetRate("LAB1",$A12,2) | 1 | =PRODUCT(C12*E12,F12) | =G12
B | DrainEquip | Drainage Excavation and Compacting Equip | 0.16667 | hour | =GetRate("RES1",$A13,2) | 1 | =PRODUCT(C13*E13,F13) | =G13
B |  | Margin | =GetValue("Builders margin",3) | % | =SubTotal(G1:G13) | 1 | =PRODUCT(C14*E14,F14) | =G14
I | T29.04.172 | 300mm dia | T29.04_DRA_Sewer Polyprop | No
B | BMH300 | MH Connector Hydroseal 300mm Bosspipe | 1 | each | =GetRate("DRA",$A1,2) | 1 | =PRODUCT(C1*E1,F1) | =G1
B |  | Discount | =GetValue("Discount 30%",3) | % | =SubTotal(G1:G1) | 1 | =PRODUCT(C2*E2,F2) | =G2
B |  | Waste and Fixings | =GetValue("Waste 7.5%",3) | % | =SubTotal(G1:G2) | 1 | =PRODUCT(C3*E3,F3) | =G3
B |  | freight | 0.02 | % | =SubTotal(G1:G3) | 1 | =PRODUCT(C4*E4,F4) | =G4
B | BMHR300 | Hydroseal Ring 300mm Bosspipe | 1 | each | =GetRate("DRA",$A5,2) | 1 | =PRODUCT(C5*E5,F5) | =G5
B |  | Discount | =GetValue("Discount 30%",3) | % | =SubTotal(G5:G5) | 1 | =PRODUCT(C6*E6,F6) | =G6
B |  | Waste and Fixings | =GetValue("Waste 7.5%",3) | % | =SubTotal(G5:G6) | 1 | =PRODUCT(C7*E7,F7) | =G7
B | 77626 | Sika Additives CA SIKA GROUT 212 X 25KG | 1 | each | =GetRate("DRA",$A8,2) | 0.01 | =PRODUCT(C8*E8,F8) | =G8
B |  | Discount | =GetValue("Discount 30%",3) | % | =SubTotal(G8:G8) | 1 | =PRODUCT(C9*E9,F9) | =G9
B |  | Waste and Fixings | =GetValue("Waste 7.5%",3) | % | =SubTotal(G8:G9) | 1 | =PRODUCT(C10*E10,F10) | =G10
B | Drainer | Drainlayer | 0.75 | hour | =GetRate("LAB1",$A11,2) | 1 | =PRODUCT(C11*E11,F11) | =G11
B | DrainLab | Drainlayers Labourer | 0.25 | hour | =GetRate("LAB1",$A12,2) | 1 | =PRODUCT(C12*E12,F12) | =G12
B | DrainEquip | Drainage Excavation and Compacting Equip | 0.25 | hour | =GetRate("RES1",$A13,2) | 1 | =PRODUCT(C13*E13,F13) | =G13
B |  | Margin | =GetValue("Builders margin",3) | % | =SubTotal(G1:G13) | 1 | =PRODUCT(C14*E14,F14) | =G14
I | T29.04.175 | 375mm dia | T29.04_DRA_Sewer Polyprop | No
B | BMH375 | MH Connector Hydroseal 375mm Bosspipe | 1 | each | =GetRate("DRA",$A1,2) | 1 | =PRODUCT(C1*E1,F1) | =G1
B |  | Discount | =GetValue("Discount 30%",3) | % | =SubTotal(G1:G1) | 1 | =PRODUCT(C2*E2,F2) | =G2
B |  | Waste and Fixings | =GetValue("Waste 7.5%",3) | % | =SubTotal(G1:G2) | 1 | =PRODUCT(C3*E3,F3) | =G3
B |  | freight | 0.02 | % | =SubTotal(G1:G3) | 1 | =PRODUCT(C4*E4,F4) | =G4
B | BMHR375 | Hydroseal Ring 375mm Bosspipe | 1 | each | =GetRate("DRA",$A5,2) | 1 | =PRODUCT(C5*E5,F5) | =G5
B |  | Discount | =GetValue("Discount 30%",3) | % | =SubTotal(G5:G5) | 1 | =PRODUCT(C6*E6,F6) | =G6
B |  | Waste and Fixings | =GetValue("Waste 7.5%",3) | % | =SubTotal(G5:G6) | 1 | =PRODUCT(C7*E7,F7) | =G7
B | 77626 | Sika Additives CA SIKA GROUT 212 X 25KG | 1 | each | =GetRate("DRA",$A8,2) | 0.01 | =PRODUCT(C8*E8,F8) | =G8
B |  | Discount | =GetValue("Discount 30%",3) | % | =SubTotal(G8:G8) | 1 | =PRODUCT(C9*E9,F9) | =G9
B |  | Waste and Fixings | =GetValue("Waste 7.5%",3) | % | =SubTotal(G8:G9) | 1 | =PRODUCT(C10*E10,F10) | =G10
B | Drainer | Drainlayer | 0.9 | hour | =GetRate("LAB1",$A11,2) | 1 | =PRODUCT(C11*E11,F11) | =G11
B | DrainLab | Drainlayers Labourer | 0.3 | hour | =GetRate("LAB1",$A12,2) | 1 | =PRODUCT(C12*E12,F12) | =G12
B | DrainEquip | Drainage Excavation and Compacting Equip | 0.3 | hour | =GetRate("RES1",$A13,2) | 1 | =PRODUCT(C13*E13,F13) | =G13
B |  | Margin | =GetValue("Builders margin",3) | % | =SubTotal(G1:G13) | 1 | =PRODUCT(C14*E14,F14) | =G14
I | T29.04.178 | 450mm dia | T29.04_DRA_Sewer Polyprop | No
B | BMH450 | MH Connector Hydroseal 450mm Bosspipe | 1 | each | =GetRate("DRA",$A1,2) | 1 | =PRODUCT(C1*E1,F1) | =G1
B |  | Discount | =GetValue("Discount 30%",3) | % | =SubTotal(G1:G1) | 1 | =PRODUCT(C2*E2,F2) | =G2
B |  | Waste and Fixings | =GetValue("Waste 7.5%",3) | % | =SubTotal(G1:G2) | 1 | =PRODUCT(C3*E3,F3) | =G3
B |  | freight | 0.02 | % | =SubTotal(G1:G3) | 1 | =PRODUCT(C4*E4,F4) | =G4
B | BMHR450 | Hydroseal Ring 450mm Bosspipe | 1 | each | =GetRate("DRA",$A5,2) | 1 | =PRODUCT(C5*E5,F5) | =G5
B |  | Discount | =GetValue("Discount 30%",3) | % | =SubTotal(G5:G5) | 1 | =PRODUCT(C6*E6,F6) | =G6
B |  | Waste and Fixings | =GetValue("Waste 7.5%",3) | % | =SubTotal(G5:G6) | 1 | =PRODUCT(C7*E7,F7) | =G7
B | 77626 | Sika Additives CA SIKA GROUT 212 X 25KG | 1 | each | =GetRate("DRA",$A8,2) | 0.01 | =PRODUCT(C8*E8,F8) | =G8
B |  | Discount | =GetValue("Discount 30%",3) | % | =SubTotal(G8:G8) | 1 | =PRODUCT(C9*E9,F9) | =G9
B |  | Waste and Fixings | =GetValue("Waste 7.5%",3) | % | =SubTotal(G8:G9) | 1 | =PRODUCT(C10*E10,F10) | =G10
B | Drainer | Drainlayer | 1 | hour | =GetRate("LAB1",$A11,2) | 1 | =PRODUCT(C11*E11,F11) | =G11
B | DrainLab | Drainlayers Labourer | 0.33333 | hour | =GetRate("LAB1",$A12,2) | 1 | =PRODUCT(C12*E12,F12) | =G12
B | DrainEquip | Drainage Excavation and Compacting Equip | 0.33333 | hour | =GetRate("RES1",$A13,2) | 1 | =PRODUCT(C13*E13,F13) | =G13
B |  | Margin | =GetValue("Builders margin",3) | % | =SubTotal(G1:G13) | 1 | =PRODUCT(C14*E14,F14) | =G14
I | T29.04.181 | <b>Add</b> extra for laying in trench. Based on 225mm dia pipe, adjust for other sizes. Depth not exceeding: | T29.04_DRA_Sewer Polyprop
I | T29.04.184 | 3m, based on 66% extra labour and plant | T29.04_DRA_Sewer Polyprop
I | T29.04.187 | Pipe | T29.04_DRA_Sewer Polyprop | m
B | Drainer | Drainlayer | 0.4 | hour | =GetRate("LAB1",$A1,2) | 1 | =PRODUCT(C1*E1,F1) | =G1
B | DrainLab | Drainlayers Labourer | 0.13333 | hour | =GetRate("LAB1",$A2,2) | 1 | =PRODUCT(C2*E2,F2) | =G2
B | DrainEquip | Drainage Excavation and Compacting Equip | 0.13333 | hour | =GetRate("RES1",$A3,2) | 0.667 | =PRODUCT(C3*E3,F3) | =G3
B |  | Margin | =GetValue("Builders margin",3) | % | =SubTotal(G1:G3) | 1 | =PRODUCT(C4*E4,F4) | =G4
I | T29.04.190 | Fittings | T29.04_DRA_Sewer Polyprop | No
B | Drainer | Drainlayer | 0.4 | hour | =GetRate("LAB1",$A1,2) | 1 | =PRODUCT(C1*E1,F1) | =G1
B | DrainLab | Drainlayers Labourer | 0.13333 | hour | =GetRate("LAB1",$A2,2) | 1 | =PRODUCT(C2*E2,F2) | =G2
B | DrainEquip | Drainage Excavation and Compacting Equip | 0.13333 | hour | =GetRate("RES1",$A3,2) | 0.667 | =PRODUCT(C3*E3,F3) | =G3
B |  | Margin | =GetValue("Builders margin",3) | % | =SubTotal(G1:G3) | 1 | =PRODUCT(C4*E4,F4) | =G4
I | T29.04.193 | 4.5m, based on 100% extra labour and plant | T29.04_DRA_Sewer Polyprop
I | T29.04.196 | Pipe | T29.04_DRA_Sewer Polyprop | m
B | Drainer | Drainlayer | 0.4 | hour | =GetRate("LAB1",$A1,2) | 1 | =PRODUCT(C1*E1,F1) | =G1
B | DrainLab | Drainlayers Labourer | 0.13333 | hour | =GetRate("LAB1",$A2,2) | 1 | =PRODUCT(C2*E2,F2) | =G2
B | DrainEquip | Drainage Excavation and Compacting Equip | 0.13333 | hour | =GetRate("RES1",$A3,2) | 1 | =PRODUCT(C3*E3,F3) | =G3
B |  | Margin | =GetValue("Builders margin",3) | % | =SubTotal(G1:G3) | 1 | =PRODUCT(C4*E4,F4) | =G4
I | T29.04.199 | Fittings | T29.04_DRA_Sewer Polyprop | No
B | Drainer | Drainlayer | 0.4 | hour | =GetRate("LAB1",$A1,2) | 1 | =PRODUCT(C1*E1,F1) | =G1
B | DrainLab | Drainlayers Labourer | 0.13333 | hour | =GetRate("LAB1",$A2,2) | 1 | =PRODUCT(C2*E2,F2) | =G2
B | DrainEquip | Drainage Excavation and Compacting Equip | 0.13333 | hour | =GetRate("RES1",$A3,2) | 1 | =PRODUCT(C3*E3,F3) | =G3
B |  | Margin | =GetValue("Builders margin",3) | % | =SubTotal(G1:G3) | 1 | =PRODUCT(C4*E4,F4) | =G4
I | T29.05.001 | Sewer Drains: Earthenware | T29.05_DRA_Sewer Earthenware
I | T29.05.004 | <b>Earthenware Pipe With Rubber Ring Joints,</b> in trench not exceeding 1.5m total depth | T29.05_DRA_Sewer Earthenware
I | T29.05.007 | 100mm dia | T29.05_DRA_Sewer Earthenware | m
B | 73411 | Densleeve Pipe NDSP100.1600 DENSLEEVE PIPE FIG 1D | 1 | each | =GetRate("DRA",$A1,2) | 0.625 | =PRODUCT(C1*E1,F1) | =G1
B |  | Discount | =GetValue("Discount 30%",3) | % | =SubTotal(G1:G1) | 1 | =PRODUCT(C2*E2,F2) | =G2
B |  | Waste and Fixings | =GetValue("Waste 7.5%",3) | % | =SubTotal(G1:G2) | 1 | =PRODUCT(C3*E3,F3) | =G3
B |  | freight | 0.05 | % | =SubTotal(G1:G3) | 1 | =PRODUCT(C4*E4,F4) | =G4
B | 73559 | Densleeve Couplers NDSC100 DENSLEEVE COUPLER | 1 | each | =GetRate("DRA",$A5,2) | 0.625 | =PRODUCT(C5*E5,F5) | =G5
B |  | Discount | =GetValue("Discount 30%",3) | % | =SubTotal(G5:G5) | 1 | =PRODUCT(C6*E6,F6) | =G6
B |  | Waste and Fixings | =GetValue("Waste 7.5%",3) | % | =SubTotal(G5:G6) | 1 | =PRODUCT(C7*E7,F7) | =G7
B | BEDP | Pipe Bedding 7mm | 0.12 | m3 | =GetRate("GEN1",$A8,2) | 1 | =PRODUCT(C8*E8,F8) | =G8
B |  | Discount | =GetValue("Discount 10%",3) | % | =SubTotal(G8:G8) | 1 | =PRODUCT(C9*E9,F9) | =G9
B |  | Waste and Fixings | =GetValue("Waste 12.5%",3) | % | =SubTotal(G8:G9) | 1 | =PRODUCT(C10*E10,F10) | =G10
B | Drainer | Drainlayer | 0.25 | hour | =GetRate("LAB1",$A11,2) | 1 | =PRODUCT(C11*E11,F11) | =G11
B | DrainLab | Drainlayers Labourer | 0.083333 | hour | =GetRate("LAB1",$A12,2) | 1 | =PRODUCT(C12*E12,F12) | =G12
B | DrainEquip | Drainage Excavation and Compacting Equip | 0.083333 | hour | =GetRate("RES1",$A13,2) | 1 | =PRODUCT(C13*E13,F13) | =G13
B |  | Margin | =GetValue("Builders margin",3) | % | =SubTotal(G1:G13) | 1 | =PRODUCT(C14*E14,F14) | =G14
I | T29.05.010 | 150mm dia | T29.05_DRA_Sewer Earthenware | m
B | 73811 | Densleeve Pipe NDSP150.1750 DENSLEEVE PIPE FIG 1D | 1 | each | =GetRate("DRA",$A1,2) | 0.57143 | =PRODUCT(C1*E1,F1) | =G1
B |  | Discount | =GetValue("Discount 30%",3) | % | =SubTotal(G1:G1) | 1 | =PRODUCT(C2*E2,F2) | =G2
B |  | Waste and Fixings | =GetValue("Waste 7.5%",3) | % | =SubTotal(G1:G2) | 1 | =PRODUCT(C3*E3,F3) | =G3
B |  | freight | 0.05 | % | =SubTotal(G1:G3) | 1 | =PRODUCT(C4*E4,F4) | =G4
B | 73810 | Densleeve Couplers NDSC150 DENSLEEVE COUPLER | 1 | each | =GetRate("DRA",$A5,2) | 0.57143 | =PRODUCT(C5*E5,F5) | =G5
B |  | Discount | =GetValue("Discount 30%",3) | % | =SubTotal(G5:G5) | 1 | =PRODUCT(C6*E6,F6) | =G6
B |  | Waste and Fixings | =GetValue("Waste 7.5%",3) | % | =SubTotal(G5:G6) | 1 | =PRODUCT(C7*E7,F7) | =G7
B | BEDP | Pipe Bedding 7mm | 0.14 | m3 | =GetRate("GEN1",$A8,2) | 1 | =PRODUCT(C8*E8,F8) | =G8
B |  | Discount | =GetValue("Discount 10%",3) | % | =SubTotal(G8:G8) | 1 | =PRODUCT(C9*E9,F9) | =G9
B |  | Waste and Fixings | =GetValue("Waste 12.5%",3) | % | =SubTotal(G8:G9) | 1 | =PRODUCT(C10*E10,F10) | =G10
B | Drainer | Drainlayer | 0.3 | hour | =GetRate("LAB1",$A11,2) | 1 | =PRODUCT(C11*E11,F11) | =G11
B | DrainLab | Drainlayers Labourer | 0.1 | hour | =GetRate("LAB1",$A12,2) | 1 | =PRODUCT(C12*E12,F12) | =G12
B | DrainEquip | Drainage Excavation and Compacting Equip | 0.1 | hour | =GetRate("RES1",$A13,2) | 1 | =PRODUCT(C13*E13,F13) | =G13
B |  | Margin | =GetValue("Builders margin",3) | % | =SubTotal(G1:G13) | 1 | =PRODUCT(C14*E14,F14) | =G14
I | T29.05.013 | 225mm dia | T29.05_DRA_Sewer Earthenware | m
B | 73886 | Densleeve Pipe NDSP225.1750 DENSLEEVE PIPE FIG 1D | 1 | each | =GetRate("DRA",$A1,2) | 0.57143 | =PRODUCT(C1*E1,F1) | =G1
B |  | Discount | =GetValue("Discount 30%",3) | % | =SubTotal(G1:G1) | 1 | =PRODUCT(C2*E2,F2) | =G2
B |  | Waste and Fixings | =GetValue("Waste 7.5%",3) | % | =SubTotal(G1:G2) | 1 | =PRODUCT(C3*E3,F3) | =G3
B |  | freight | 0.05 | % | =SubTotal(G1:G3) | 1 | =PRODUCT(C4*E4,F4) | =G4
B | 74023 | Densleeve Couplers NDSC225 DENSLEEVE COUPLER | 1 | each | =GetRate("DRA",$A5,2) | 0.57143 | =PRODUCT(C5*E5,F5) | =G5
B |  | Discount | =GetValue("Discount 30%",3) | % | =SubTotal(G5:G5) | 1 | =PRODUCT(C6*E6,F6) | =G6
B |  | Waste and Fixings | =GetValue("Waste 7.5%",3) | % | =SubTotal(G5:G6) | 1 | =PRODUCT(C7*E7,F7) | =G7
B | BEDP | Pipe Bedding 7mm | 0.19 | m3 | =GetRate("GEN1",$A8,2) | 1 | =PRODUCT(C8*E8,F8) | =G8
B |  | Discount | =GetValue("Discount 10%",3) | % | =SubTotal(G8:G8) | 1 | =PRODUCT(C9*E9,F9) | =G9
B |  | Waste and Fixings | =GetValue("Waste 12.5%",3) | % | =SubTotal(G8:G9) | 1 | =PRODUCT(C10*E10,F10) | =G10
B | Drainer | Drainlayer | 0.4 | hour | =GetRate("LAB1",$A11,2) | 1 | =PRODUCT(C11*E11,F11) | =G11
B | DrainLab | Drainlayers Labourer | 0.13333 | hour | =GetRate("LAB1",$A12,2) | 1 | =PRODUCT(C12*E12,F12) | =G12
B | DrainEquip | Drainage Excavation and Compacting Equip | 0.13333 | hour | =GetRate("RES1",$A13,2) | 1 | =PRODUCT(C13*E13,F13) | =G13
B |  | Margin | =GetValue("Builders margin",3) | % | =SubTotal(G1:G13) | 1 | =PRODUCT(C14*E14,F14) | =G14
I | T29.05.016 | 300mm dia | T29.05_DRA_Sewer Earthenware | m
B | 74036 | Densleeve Pipe NDSP300.1750 DENSLEEVE PIPE FIG 1D | 1 | each | =GetRate("DRA",$A1,2) | 0.57143 | =PRODUCT(C1*E1,F1) | =G1
B |  | Discount | =GetValue("Discount 30%",3) | % | =SubTotal(G1:G1) | 1 | =PRODUCT(C2*E2,F2) | =G2
B |  | Waste and Fixings | =GetValue("Waste 7.5%",3) | % | =SubTotal(G1:G2) | 1 | =PRODUCT(C3*E3,F3) | =G3
B |  | freight | 0.05 | % | =SubTotal(G1:G3) | 1 | =PRODUCT(C4*E4,F4) | =G4
B | 74067 | Densleeve Couplers NDSC300 DENSLEEVE COUPLER | 1 | each | =GetRate("DRA",$A5,2) | 0.57143 | =PRODUCT(C5*E5,F5) | =G5
B |  | Discount | =GetValue("Discount 30%",3) | % | =SubTotal(G5:G5) | 1 | =PRODUCT(C6*E6,F6) | =G6
B |  | Waste and Fixings | =GetValue("Waste 7.5%",3) | % | =SubTotal(G5:G6) | 1 | =PRODUCT(C7*E7,F7) | =G7
B | BEDP | Pipe Bedding 7mm | 0.31 | m3 | =GetRate("GEN1",$A8,2) | 1 | =PRODUCT(C8*E8,F8) | =G8
B |  | Discount | =GetValue("Discount 10%",3) | % | =SubTotal(G8:G8) | 1 | =PRODUCT(C9*E9,F9) | =G9
B |  | Waste and Fixings | =GetValue("Waste 12.5%",3) | % | =SubTotal(G8:G9) | 1 | =PRODUCT(C10*E10,F10) | =G10
B | Drainer | Drainlayer | 0.6 | hour | =GetRate("LAB1",$A11,2) | 1 | =PRODUCT(C11*E11,F11) | =G11
B | DrainLab | Drainlayers Labourer | 0.2 | hour | =GetRate("LAB1",$A12,2) | 1 | =PRODUCT(C12*E12,F12) | =G12
B | DrainEquip | Drainage Excavation and Compacting Equip | 0.2 | hour | =GetRate("RES1",$A13,2) | 1 | =PRODUCT(C13*E13,F13) | =G13
B |  | Margin | =GetValue("Builders margin",3) | % | =SubTotal(G1:G13) | 1 | =PRODUCT(C14*E14,F14) | =G14
I | T29.05.019 | <b>Bends to Earthenware Pipe</b> | T29.05_DRA_Sewer Earthenware
I | T29.05.022 | Plain, all degrees | T29.05_DRA_Sewer Earthenware
I | T29.05.025 | 100mm dia | T29.05_DRA_Sewer Earthenware | No
B | 73426 | Densleeve Bends NDSB100 DENSLEEVE BEND 90* FIG 11D | 1 | each | =GetRate("DRA",$A1,2) | 1 | =PRODUCT(C1*E1,F1) | =G1
B |  | Discount | =GetValue("Discount 30%",3) | % | =SubTotal(G1:G1) | 1 | =PRODUCT(C2*E2,F2) | =G2
B |  | Waste and Fixings | =GetValue("Waste 7.5%",3) | % | =SubTotal(G1:G2) | 1 | =PRODUCT(C3*E3,F3) | =G3
B |  | freight | 0.02 | % | =SubTotal(G1:G3) | 1 | =PRODUCT(C4*E4,F4) | =G4
B | 73559 | Densleeve Couplers NDSC100 DENSLEEVE COUPLER | 2 | each | =GetRate("DRA",$A5,2) | 1 | =PRODUCT(C5*E5,F5) | =G5
B |  | Discount | =GetValue("Discount 30%",3) | % | =SubTotal(G5:G5) | 1 | =PRODUCT(C6*E6,F6) | =G6
B |  | Waste and Fixings | =GetValue("Waste 7.5%",3) | % | =SubTotal(G5:G6) | 1 | =PRODUCT(C7*E7,F7) | =G7
B | Drainer | Drainlayer | 0.2 | hour | =GetRate("LAB1",$A8,2) | 1 | =PRODUCT(C8*E8,F8) | =G8
B | DrainLab | Drainlayers Labourer | 0.066667 | hour | =GetRate("LAB1",$A9,2) | 1 | =PRODUCT(C9*E9,F9) | =G9
B | DrainEquip | Drainage Excavation and Compacting Equip | 0.066667 | hour | =GetRate("RES1",$A10,2) | 1 | =PRODUCT(C10*E10,F10) | =G10
B |  | Margin | =GetValue("Builders margin",3) | % | =SubTotal(G1:G10) | 1 | =PRODUCT(C11*E11,F11) | =G11
I | T29.05.028 | 150mm dia | T29.05_DRA_Sewer Earthenware | No
B | 73709 | Densleeve Bends NDSB150 DENSLEEVE BEND 90* FIG 11D | 1 | each | =GetRate("DRA",$A1,2) | 1 | =PRODUCT(C1*E1,F1) | =G1
B |  | Discount | =GetValue("Discount 30%",3) | % | =SubTotal(G1:G1) | 1 | =PRODUCT(C2*E2,F2) | =G2
B |  | Waste and Fixings | =GetValue("Waste 7.5%",3) | % | =SubTotal(G1:G2) | 1 | =PRODUCT(C3*E3,F3) | =G3
B |  | freight | 0.02 | % | =SubTotal(G1:G3) | 1 | =PRODUCT(C4*E4,F4) | =G4
B | 73810 | Densleeve Couplers NDSC150 DENSLEEVE COUPLER | 2 | each | =GetRate("DRA",$A5,2) | 1 | =PRODUCT(C5*E5,F5) | =G5
B |  | Discount | =GetValue("Discount 30%",3) | % | =SubTotal(G5:G5) | 1 | =PRODUCT(C6*E6,F6) | =G6
B |  | Waste and Fixings | =GetValue("Waste 7.5%",3) | % | =SubTotal(G5:G6) | 1 | =PRODUCT(C7*E7,F7) | =G7
B | Drainer | Drainlayer | 0.25 | hour | =GetRate("LAB1",$A8,2) | 1 | =PRODUCT(C8*E8,F8) | =G8
B | DrainLab | Drainlayers Labourer | 0.083333 | hour | =GetRate("LAB1",$A9,2) | 1 | =PRODUCT(C9*E9,F9) | =G9
B | DrainEquip | Drainage Excavation and Compacting Equip | 0.083333 | hour | =GetRate("RES1",$A10,2) | 1 | =PRODUCT(C10*E10,F10) | =G10
B |  | Margin | =GetValue("Builders margin",3) | % | =SubTotal(G1:G10) | 1 | =PRODUCT(C11*E11,F11) | =G11
I | T29.05.031 | 225mm dia | T29.05_DRA_Sewer Earthenware | No
B | 73902 | Densleeve Bends NDSB225 DENSLEEVE BEND 90* FIG 11D | 1 | each | =GetRate("DRA",$A1,2) | 1 | =PRODUCT(C1*E1,F1) | =G1
B |  | Discount | =GetValue("Discount 30%",3) | % | =SubTotal(G1:G1) | 1 | =PRODUCT(C2*E2,F2) | =G2
B |  | Waste and Fixings | =GetValue("Waste 7.5%",3) | % | =SubTotal(G1:G2) | 1 | =PRODUCT(C3*E3,F3) | =G3
B |  | freight | 0.02 | % | =SubTotal(G1:G3) | 1 | =PRODUCT(C4*E4,F4) | =G4
B | 74023 | Densleeve Couplers NDSC225 DENSLEEVE COUPLER | 2 | each | =GetRate("DRA",$A5,2) | 1 | =PRODUCT(C5*E5,F5) | =G5
B |  | Discount | =GetValue("Discount 30%",3) | % | =SubTotal(G5:G5) | 1 | =PRODUCT(C6*E6,F6) | =G6
B |  | Waste and Fixings | =GetValue("Waste 7.5%",3) | % | =SubTotal(G5:G6) | 1 | =PRODUCT(C7*E7,F7) | =G7
B | Drainer | Drainlayer | 0.35 | hour | =GetRate("LAB1",$A8,2) | 1 | =PRODUCT(C8*E8,F8) | =G8
B | DrainLab | Drainlayers Labourer | 0.11667 | hour | =GetRate("LAB1",$A9,2) | 1 | =PRODUCT(C9*E9,F9) | =G9
B | DrainEquip | Drainage Excavation and Compacting Equip | 0.11667 | hour | =GetRate("RES1",$A10,2) | 1 | =PRODUCT(C10*E10,F10) | =G10
B |  | Margin | =GetValue("Builders margin",3) | % | =SubTotal(G1:G10) | 1 | =PRODUCT(C11*E11,F11) | =G11
I | T29.05.034 | 300mm dia | T29.05_DRA_Sewer Earthenware | No
B | 73910 | Densleeve Bends NDSB300 DENSLEEVE BEND 90* FIG 11D | 1 | each | =GetRate("DRA",$A1,2) | 1 | =PRODUCT(C1*E1,F1) | =G1
B |  | Discount | =GetValue("Discount 30%",3) | % | =SubTotal(G1:G1) | 1 | =PRODUCT(C2*E2,F2) | =G2
B |  | Waste and Fixings | =GetValue("Waste 7.5%",3) | % | =SubTotal(G1:G2) | 1 | =PRODUCT(C3*E3,F3) | =G3
B |  | freight | 0.02 | % | =SubTotal(G1:G3) | 1 | =PRODUCT(C4*E4,F4) | =G4
B | 74067 | Densleeve Couplers NDSC300 DENSLEEVE COUPLER | 2 | each | =GetRate("DRA",$A5,2) | 1 | =PRODUCT(C5*E5,F5) | =G5
B |  | Discount | =GetValue("Discount 30%",3) | % | =SubTotal(G5:G5) | 1 | =PRODUCT(C6*E6,F6) | =G6
B |  | Waste and Fixings | =GetValue("Waste 7.5%",3) | % | =SubTotal(G5:G6) | 1 | =PRODUCT(C7*E7,F7) | =G7
B | Drainer | Drainlayer | 0.6 | hour | =GetRate("LAB1",$A8,2) | 1 | =PRODUCT(C8*E8,F8) | =G8
B | DrainLab | Drainlayers Labourer | 0.2 | hour | =GetRate("LAB1",$A9,2) | 1 | =PRODUCT(C9*E9,F9) | =G9
B | DrainEquip | Drainage Excavation and Compacting Equip | 0.2 | hour | =GetRate("RES1",$A10,2) | 1 | =PRODUCT(C10*E10,F10) | =G10
B |  | Margin | =GetValue("Builders margin",3) | % | =SubTotal(G1:G10) | 1 | =PRODUCT(C11*E11,F11) | =G11
I | T29.05.037 | Inspection | T29.05_DRA_Sewer Earthenware
I | T29.05.040 | 150mm dia | T29.05_DRA_Sewer Earthenware | No
B | 73721 | Densleeve Inspection Bends NDSI150.150 DENSL. INSP. BEND 45* F88D | 1 | each | =GetRate("DRA",$A1,2) | 1 | =PRODUCT(C1*E1,F1) | =G1
B |  | Discount | =GetValue("Discount 30%",3) | % | =SubTotal(G1:G1) | 1 | =PRODUCT(C2*E2,F2) | =G2
B |  | Waste and Fixings | =GetValue("Waste 7.5%",3) | % | =SubTotal(G1:G2) | 1 | =PRODUCT(C3*E3,F3) | =G3
B |  | freight | 0.02 | % | =SubTotal(G1:G3) | 1 | =PRODUCT(C4*E4,F4) | =G4
B | 73810 | Densleeve Couplers NDSC150 DENSLEEVE COUPLER | 2 | each | =GetRate("DRA",$A5,2) | 1 | =PRODUCT(C5*E5,F5) | =G5
B |  | Discount | =GetValue("Discount 30%",3) | % | =SubTotal(G5:G5) | 1 | =PRODUCT(C6*E6,F6) | =G6
B |  | Waste and Fixings | =GetValue("Waste 7.5%",3) | % | =SubTotal(G5:G6) | 1 | =PRODUCT(C7*E7,F7) | =G7
B | Drainer | Drainlayer | 0.25 | hour | =GetRate("LAB1",$A8,2) | 1 | =PRODUCT(C8*E8,F8) | =G8
B | DrainLab | Drainlayers Labourer | 0.083333 | hour | =GetRate("LAB1",$A9,2) | 1 | =PRODUCT(C9*E9,F9) | =G9
B | DrainEquip | Drainage Excavation and Compacting Equip | 0.083333 | hour | =GetRate("RES1",$A10,2) | 1 | =PRODUCT(C10*E10,F10) | =G10
B |  | Margin | =GetValue("Builders margin",3) | % | =SubTotal(G1:G10) | 1 | =PRODUCT(C11*E11,F11) | =G11
I | T29.05.043 | <b>Junctions to Earthenware Pipe</b> | T29.05_DRA_Sewer Earthenware
I | T29.05.046 | Plain | T29.05_DRA_Sewer Earthenware
I | T29.05.049 | 100mm, oblique or curved square | T29.05_DRA_Sewer Earthenware | No
B | 73452 | Oblique Junctions 45* NDSJ100.100 OBLIQUE JUNCTION 45* | 1 | each | =GetRate("DRA",$A1,2) | 1 | =PRODUCT(C1*E1,F1) | =G1
B |  | Discount | =GetValue("Discount 30%",3) | % | =SubTotal(G1:G1) | 1 | =PRODUCT(C2*E2,F2) | =G2
B |  | Waste and Fixings | =GetValue("Waste 7.5%",3) | % | =SubTotal(G1:G2) | 1 | =PRODUCT(C3*E3,F3) | =G3
B |  | freight | 0.02 | % | =SubTotal(G1:G3) | 1 | =PRODUCT(C4*E4,F4) | =G4
B | 73559 | Densleeve Couplers NDSC100 DENSLEEVE COUPLER | 3 | each | =GetRate("DRA",$A5,2) | 1 | =PRODUCT(C5*E5,F5) | =G5
B |  | Discount | =GetValue("Discount 30%",3) | % | =SubTotal(G5:G5) | 1 | =PRODUCT(C6*E6,F6) | =G6
B |  | Waste and Fixings | =GetValue("Waste 7.5%",3) | % | =SubTotal(G5:G6) | 1 | =PRODUCT(C7*E7,F7) | =G7
B | Drainer | Drainlayer | 0.25 | hour | =GetRate("LAB1",$A8,2) | 1 | =PRODUCT(C8*E8,F8) | =G8
B | DrainLab | Drainlayers Labourer | 0.083333 | hour | =GetRate("LAB1",$A9,2) | 1 | =PRODUCT(C9*E9,F9) | =G9
B | DrainEquip | Drainage Excavation and Compacting Equip | 0.083333 | hour | =GetRate("RES1",$A10,2) | 1 | =PRODUCT(C10*E10,F10) | =G10
B |  | Margin | =GetValue("Builders margin",3) | % | =SubTotal(G1:G10) | 1 | =PRODUCT(C11*E11,F11) | =G11
I | T29.05.052 | 150mm, oblique or curved square | T29.05_DRA_Sewer Earthenware | No
B | 73736 | Oblique Junctions 45* NDSJ150.150 OBLIQUE JUNCTION 45* | 1 | each | =GetRate("DRA",$A1,2) | 1 | =PRODUCT(C1*E1,F1) | =G1
B |  | Discount | =GetValue("Discount 30%",3) | % | =SubTotal(G1:G1) | 1 | =PRODUCT(C2*E2,F2) | =G2
B |  | Waste and Fixings | =GetValue("Waste 7.5%",3) | % | =SubTotal(G1:G2) | 1 | =PRODUCT(C3*E3,F3) | =G3
B |  | freight | 0.02 | % | =SubTotal(G1:G3) | 1 | =PRODUCT(C4*E4,F4) | =G4
B | 73810 | Densleeve Couplers NDSC150 DENSLEEVE COUPLER | 3 | each | =GetRate("DRA",$A5,2) | 1 | =PRODUCT(C5*E5,F5) | =G5
B |  | Discount | =GetValue("Discount 30%",3) | % | =SubTotal(G5:G5) | 1 | =PRODUCT(C6*E6,F6) | =G6
B |  | Waste and Fixings | =GetValue("Waste 7.5%",3) | % | =SubTotal(G5:G6) | 1 | =PRODUCT(C7*E7,F7) | =G7
B | Drainer | Drainlayer | 0.3 | hour | =GetRate("LAB1",$A8,2) | 1 | =PRODUCT(C8*E8,F8) | =G8
B | DrainLab | Drainlayers Labourer | 0.1 | hour | =GetRate("LAB1",$A9,2) | 1 | =PRODUCT(C9*E9,F9) | =G9
B | DrainEquip | Drainage Excavation and Compacting Equip | 0.1 | hour | =GetRate("RES1",$A10,2) | 1 | =PRODUCT(C10*E10,F10) | =G10
B |  | Margin | =GetValue("Builders margin",3) | % | =SubTotal(G1:G10) | 1 | =PRODUCT(C11*E11,F11) | =G11
I | T29.05.055 | 225mm, oblique | T29.05_DRA_Sewer Earthenware | No
B | 73913 | Oblique Junctions 45* NDSJ225.225 OBLIQUE JUNCTION 45* | 1 | each | =GetRate("DRA",$A1,2) | 1 | =PRODUCT(C1*E1,F1) | =G1
B |  | Discount | =GetValue("Discount 30%",3) | % | =SubTotal(G1:G1) | 1 | =PRODUCT(C2*E2,F2) | =G2
B |  | Waste and Fixings | =GetValue("Waste 7.5%",3) | % | =SubTotal(G1:G2) | 1 | =PRODUCT(C3*E3,F3) | =G3
B |  | freight | 0.02 | % | =SubTotal(G1:G3) | 1 | =PRODUCT(C4*E4,F4) | =G4
B | 74023 | Densleeve Couplers NDSC225 DENSLEEVE COUPLER | 3 | each | =GetRate("DRA",$A5,2) | 1 | =PRODUCT(C5*E5,F5) | =G5
B |  | Discount | =GetValue("Discount 30%",3) | % | =SubTotal(G5:G5) | 1 | =PRODUCT(C6*E6,F6) | =G6
B |  | Waste and Fixings | =GetValue("Waste 7.5%",3) | % | =SubTotal(G5:G6) | 1 | =PRODUCT(C7*E7,F7) | =G7
B | Drainer | Drainlayer | 0.5 | hour | =GetRate("LAB1",$A8,2) | 1 | =PRODUCT(C8*E8,F8) | =G8
B | DrainLab | Drainlayers Labourer | 0.16667 | hour | =GetRate("LAB1",$A9,2) | 1 | =PRODUCT(C9*E9,F9) | =G9
B | DrainEquip | Drainage Excavation and Compacting Equip | 0.16667 | hour | =GetRate("RES1",$A10,2) | 1 | =PRODUCT(C10*E10,F10) | =G10
B |  | Margin | =GetValue("Builders margin",3) | % | =SubTotal(G1:G10) | 1 | =PRODUCT(C11*E11,F11) | =G11
I | T29.05.058 | 300mm, oblique | T29.05_DRA_Sewer Earthenware | No
B | 73955 | Oblique Junctions 45* NDSJ300.300 OBLIQUE JUNCTION 45* | 1 | each | =GetRate("DRA",$A1,2) | 1 | =PRODUCT(C1*E1,F1) | =G1
B |  | Discount | =GetValue("Discount 30%",3) | % | =SubTotal(G1:G1) | 1 | =PRODUCT(C2*E2,F2) | =G2
B |  | Waste and Fixings | =GetValue("Waste 7.5%",3) | % | =SubTotal(G1:G2) | 1 | =PRODUCT(C3*E3,F3) | =G3
B |  | freight | 0.02 | % | =SubTotal(G1:G3) | 1 | =PRODUCT(C4*E4,F4) | =G4
B | 74067 | Densleeve Couplers NDSC300 DENSLEEVE COUPLER | 3 | each | =GetRate("DRA",$A5,2) | 1 | =PRODUCT(C5*E5,F5) | =G5
B |  | Discount | =GetValue("Discount 30%",3) | % | =SubTotal(G5:G5) | 1 | =PRODUCT(C6*E6,F6) | =G6
B |  | Waste and Fixings | =GetValue("Waste 7.5%",3) | % | =SubTotal(G5:G6) | 1 | =PRODUCT(C7*E7,F7) | =G7
B | Drainer | Drainlayer | 0.75 | hour | =GetRate("LAB1",$A8,2) | 1 | =PRODUCT(C8*E8,F8) | =G8
B | DrainLab | Drainlayers Labourer | 0.25 | hour | =GetRate("LAB1",$A9,2) | 1 | =PRODUCT(C9*E9,F9) | =G9
B | DrainEquip | Drainage Excavation and Compacting Equip | 0.25 | hour | =GetRate("RES1",$A10,2) | 1 | =PRODUCT(C10*E10,F10) | =G10
B |  | Margin | =GetValue("Builders margin",3) | % | =SubTotal(G1:G10) | 1 | =PRODUCT(C11*E11,F11) | =G11
I | T29.05.061 | Reducing | T29.05_DRA_Sewer Earthenware
I | T29.05.064 | 150mm x 100mm | T29.05_DRA_Sewer Earthenware | No
B | 73745 | Oblique Junctions 45* NDSJ150.100 OBLIQUE JUNCTION 45* | 1 | each | =GetRate("DRA",$A1,2) | 1 | =PRODUCT(C1*E1,F1) | =G1
B |  | Discount | =GetValue("Discount 30%",3) | % | =SubTotal(G1:G1) | 1 | =PRODUCT(C2*E2,F2) | =G2
B |  | Waste and Fixings | =GetValue("Waste 7.5%",3) | % | =SubTotal(G1:G2) | 1 | =PRODUCT(C3*E3,F3) | =G3
B |  | freight | 0.02 | % | =SubTotal(G1:G3) | 1 | =PRODUCT(C4*E4,F4) | =G4
B | 73810 | Densleeve Couplers NDSC150 DENSLEEVE COUPLER | 2 | each | =GetRate("DRA",$A5,2) | 1 | =PRODUCT(C5*E5,F5) | =G5
B |  | Discount | =GetValue("Discount 30%",3) | % | =SubTotal(G5:G5) | 1 | =PRODUCT(C6*E6,F6) | =G6
B |  | Waste and Fixings | =GetValue("Waste 7.5%",3) | % | =SubTotal(G5:G6) | 1 | =PRODUCT(C7*E7,F7) | =G7
B | 73559 | Densleeve Couplers NDSC100 DENSLEEVE COUPLER | 1 | each | =GetRate("DRA",$A8,2) | 1 | =PRODUCT(C8*E8,F8) | =G8
B |  | Discount | =GetValue("Discount 30%",3) | % | =SubTotal(G8:G8) | 1 | =PRODUCT(C9*E9,F9) | =G9
B |  | Waste and Fixings | =GetValue("Waste 7.5%",3) | % | =SubTotal(G8:G9) | 1 | =PRODUCT(C10*E10,F10) | =G10
B | Drainer | Drainlayer | 0.3 | hour | =GetRate("LAB1",$A11,2) | 1 | =PRODUCT(C11*E11,F11) | =G11
B | DrainLab | Drainlayers Labourer | 0.1 | hour | =GetRate("LAB1",$A12,2) | 1 | =PRODUCT(C12*E12,F12) | =G12
B | DrainEquip | Drainage Excavation and Compacting Equip | 0.1 | hour | =GetRate("RES1",$A13,2) | 1 | =PRODUCT(C13*E13,F13) | =G13
B |  | Margin | =GetValue("Builders margin",3) | % | =SubTotal(G1:G13) | 1 | =PRODUCT(C14*E14,F14) | =G14
I | T29.05.067 | 225mm x 100mm | T29.05_DRA_Sewer Earthenware | No
B | 73921 | Oblique Junctions 45* NDSJ225.100 OBLIQUE JUNCTION 45* | 1 | each | =GetRate("DRA",$A1,2) | 1 | =PRODUCT(C1*E1,F1) | =G1
B |  | Discount | =GetValue("Discount 30%",3) | % | =SubTotal(G1:G1) | 1 | =PRODUCT(C2*E2,F2) | =G2
B |  | Waste and Fixings | =GetValue("Waste 7.5%",3) | % | =SubTotal(G1:G2) | 1 | =PRODUCT(C3*E3,F3) | =G3
B |  | freight | 0.02 | % | =SubTotal(G1:G3) | 1 | =PRODUCT(C4*E4,F4) | =G4
B | 74023 | Densleeve Couplers NDSC225 DENSLEEVE COUPLER | 2 | each | =GetRate("DRA",$A5,2) | 1 | =PRODUCT(C5*E5,F5) | =G5
B |  | Discount | =GetValue("Discount 30%",3) | % | =SubTotal(G5:G5) | 1 | =PRODUCT(C6*E6,F6) | =G6
B |  | Waste and Fixings | =GetValue("Waste 7.5%",3) | % | =SubTotal(G5:G6) | 1 | =PRODUCT(C7*E7,F7) | =G7
B | 73559 | Densleeve Couplers NDSC100 DENSLEEVE COUPLER | 1 | each | =GetRate("DRA",$A8,2) | 1 | =PRODUCT(C8*E8,F8) | =G8
B |  | Discount | =GetValue("Discount 30%",3) | % | =SubTotal(G8:G8) | 1 | =PRODUCT(C9*E9,F9) | =G9
B |  | Waste and Fixings | =GetValue("Waste 7.5%",3) | % | =SubTotal(G8:G9) | 1 | =PRODUCT(C10*E10,F10) | =G10
B | Drainer | Drainlayer | 0.5 | hour | =GetRate("LAB1",$A11,2) | 1 | =PRODUCT(C11*E11,F11) | =G11
B | DrainLab | Drainlayers Labourer | 0.16667 | hour | =GetRate("LAB1",$A12,2) | 1 | =PRODUCT(C12*E12,F12) | =G12
B | DrainEquip | Drainage Excavation and Compacting Equip | 0.16667 | hour | =GetRate("RES1",$A13,2) | 1 | =PRODUCT(C13*E13,F13) | =G13
B |  | Margin | =GetValue("Builders margin",3) | % | =SubTotal(G1:G13) | 1 | =PRODUCT(C14*E14,F14) | =G14
I | T29.05.070 | 300mm x 100mm or 150mm | T29.05_DRA_Sewer Earthenware | No
B | 74116 | Oblique Junctions 45* NDSJ300.150 OBLIQUE JUNCTION 45* | 1 | each | =GetRate("DRA",$A1,2) | 1 | =PRODUCT(C1*E1,F1) | =G1
B |  | Discount | =GetValue("Discount 30%",3) | % | =SubTotal(G1:G1) | 1 | =PRODUCT(C2*E2,F2) | =G2
B |  | Waste and Fixings | =GetValue("Waste 7.5%",3) | % | =SubTotal(G1:G2) | 1 | =PRODUCT(C3*E3,F3) | =G3
B |  | freight | 0.02 | % | =SubTotal(G1:G3) | 1 | =PRODUCT(C4*E4,F4) | =G4
B | 74067 | Densleeve Couplers NDSC300 DENSLEEVE COUPLER | 2 | each | =GetRate("DRA",$A5,2) | 1 | =PRODUCT(C5*E5,F5) | =G5
B |  | Discount | =GetValue("Discount 30%",3) | % | =SubTotal(G5:G5) | 1 | =PRODUCT(C6*E6,F6) | =G6
B |  | Waste and Fixings | =GetValue("Waste 7.5%",3) | % | =SubTotal(G5:G6) | 1 | =PRODUCT(C7*E7,F7) | =G7
B | 73810 | Densleeve Couplers NDSC150 DENSLEEVE COUPLER | 1 | each | =GetRate("DRA",$A8,2) | 1 | =PRODUCT(C8*E8,F8) | =G8
B |  | Discount | =GetValue("Discount 30%",3) | % | =SubTotal(G8:G8) | 1 | =PRODUCT(C9*E9,F9) | =G9
B |  | Waste and Fixings | =GetValue("Waste 7.5%",3) | % | =SubTotal(G8:G9) | 1 | =PRODUCT(C10*E10,F10) | =G10
B | Drainer | Drainlayer | 0.75 | hour | =GetRate("LAB1",$A11,2) | 1 | =PRODUCT(C11*E11,F11) | =G11
B | DrainLab | Drainlayers Labourer | 0.25 | hour | =GetRate("LAB1",$A12,2) | 1 | =PRODUCT(C12*E12,F12) | =G12
B | DrainEquip | Drainage Excavation and Compacting Equip | 0.25 | hour | =GetRate("RES1",$A13,2) | 1 | =PRODUCT(C13*E13,F13) | =G13
B |  | Margin | =GetValue("Builders margin",3) | % | =SubTotal(G1:G13) | 1 | =PRODUCT(C14*E14,F14) | =G14
I | T29.05.073 | 300mm to 225mm | T29.05_DRA_Sewer Earthenware | No
B | 74117 | Oblique Junctions 45* NDSJ300.225 OBLIQUE JUNCTION 45* | 1 | each | =GetRate("DRA",$A1,2) | 1 | =PRODUCT(C1*E1,F1) | =G1
B |  | Discount | =GetValue("Discount 30%",3) | % | =SubTotal(G1:G1) | 1 | =PRODUCT(C2*E2,F2) | =G2
B |  | Waste and Fixings | =GetValue("Waste 7.5%",3) | % | =SubTotal(G1:G2) | 1 | =PRODUCT(C3*E3,F3) | =G3
B |  | freight | 0.02 | % | =SubTotal(G1:G3) | 1 | =PRODUCT(C4*E4,F4) | =G4
B | 74067 | Densleeve Couplers NDSC300 DENSLEEVE COUPLER | 2 | each | =GetRate("DRA",$A5,2) | 1 | =PRODUCT(C5*E5,F5) | =G5
B |  | Discount | =GetValue("Discount 30%",3) | % | =SubTotal(G5:G5) | 1 | =PRODUCT(C6*E6,F6) | =G6
B |  | Waste and Fixings | =GetValue("Waste 7.5%",3) | % | =SubTotal(G5:G6) | 1 | =PRODUCT(C7*E7,F7) | =G7
B | 74023 | Densleeve Couplers NDSC225 DENSLEEVE COUPLER | 1 | each | =GetRate("DRA",$A8,2) | 1 | =PRODUCT(C8*E8,F8) | =G8
B |  | Discount | =GetValue("Discount 30%",3) | % | =SubTotal(G8:G8) | 1 | =PRODUCT(C9*E9,F9) | =G9
B |  | Waste and Fixings | =GetValue("Waste 7.5%",3) | % | =SubTotal(G8:G9) | 1 | =PRODUCT(C10*E10,F10) | =G10
B | Drainer | Drainlayer | 0.75 | hour | =GetRate("LAB1",$A11,2) | 1 | =PRODUCT(C11*E11,F11) | =G11
B | DrainLab | Drainlayers Labourer | 0.25 | hour | =GetRate("LAB1",$A12,2) | 1 | =PRODUCT(C12*E12,F12) | =G12
B | DrainEquip | Drainage Excavation and Compacting Equip | 0.25 | hour | =GetRate("RES1",$A13,2) | 1 | =PRODUCT(C13*E13,F13) | =G13
B |  | Margin | =GetValue("Builders margin",3) | % | =SubTotal(G1:G13) | 1 | =PRODUCT(C14*E14,F14) | =G14
I | T29.05.076 | Saddle | T29.05_DRA_Sewer Earthenware
I | T29.05.079 | 100mm x 100mm, oblique or square | T29.05_DRA_Sewer Earthenware | No
B | 73461 | Oblique Saddles NDSS100.100 OBLIQUE SADDLE 45* FIG 63D | 1 | each | =GetRate("DRA",$A1,2) | 1 | =PRODUCT(C1*E1,F1) | =G1
B |  | Discount | =GetValue("Discount 30%",3) | % | =SubTotal(G1:G1) | 1 | =PRODUCT(C2*E2,F2) | =G2
B |  | Waste and Fixings | =GetValue("Waste 7.5%",3) | % | =SubTotal(G1:G2) | 1 | =PRODUCT(C3*E3,F3) | =G3
B |  | freight | 0.02 | % | =SubTotal(G1:G3) | 1 | =PRODUCT(C4*E4,F4) | =G4
B | 73559 | Densleeve Couplers NDSC100 DENSLEEVE COUPLER | 1 | each | =GetRate("DRA",$A5,2) | 1 | =PRODUCT(C5*E5,F5) | =G5
B |  | Discount | =GetValue("Discount 30%",3) | % | =SubTotal(G5:G5) | 1 | =PRODUCT(C6*E6,F6) | =G6
B |  | Waste and Fixings | =GetValue("Waste 7.5%",3) | % | =SubTotal(G5:G6) | 1 | =PRODUCT(C7*E7,F7) | =G7
B | Drainer | Drainlayer | 0.2 | hour | =GetRate("LAB1",$A8,2) | 1 | =PRODUCT(C8*E8,F8) | =G8
B | DrainLab | Drainlayers Labourer | 0.066667 | hour | =GetRate("LAB1",$A9,2) | 1 | =PRODUCT(C9*E9,F9) | =G9
B | DrainEquip | Drainage Excavation and Compacting Equip | 0.066667 | hour | =GetRate("RES1",$A10,2) | 1 | =PRODUCT(C10*E10,F10) | =G10
B |  | Margin | =GetValue("Builders margin",3) | % | =SubTotal(G1:G10) | 1 | =PRODUCT(C11*E11,F11) | =G11
I | T29.05.082 | 150mm x 150mm or 100mm, oblique | T29.05_DRA_Sewer Earthenware | No
B | 73753 | Oblique Saddles NDSS150.150 OBLIQUE SADDLE 45* FIG 63D | 1 | each | =GetRate("DRA",$A1,2) | 1 | =PRODUCT(C1*E1,F1) | =G1
B |  | Discount | =GetValue("Discount 30%",3) | % | =SubTotal(G1:G1) | 1 | =PRODUCT(C2*E2,F2) | =G2
B |  | Waste and Fixings | =GetValue("Waste 7.5%",3) | % | =SubTotal(G1:G2) | 1 | =PRODUCT(C3*E3,F3) | =G3
B |  | freight | 0.02 | % | =SubTotal(G1:G3) | 1 | =PRODUCT(C4*E4,F4) | =G4
B | 73810 | Densleeve Couplers NDSC150 DENSLEEVE COUPLER | 1 | each | =GetRate("DRA",$A5,2) | 1 | =PRODUCT(C5*E5,F5) | =G5
B |  | Discount | =GetValue("Discount 30%",3) | % | =SubTotal(G5:G5) | 1 | =PRODUCT(C6*E6,F6) | =G6
B |  | Waste and Fixings | =GetValue("Waste 7.5%",3) | % | =SubTotal(G5:G6) | 1 | =PRODUCT(C7*E7,F7) | =G7
B | Drainer | Drainlayer | 0.25 | hour | =GetRate("LAB1",$A8,2) | 1 | =PRODUCT(C8*E8,F8) | =G8
B | DrainLab | Drainlayers Labourer | 0.083333 | hour | =GetRate("LAB1",$A9,2) | 1 | =PRODUCT(C9*E9,F9) | =G9
B | DrainEquip | Drainage Excavation and Compacting Equip | 0.083333 | hour | =GetRate("RES1",$A10,2) | 1 | =PRODUCT(C10*E10,F10) | =G10
B |  | Margin | =GetValue("Builders margin",3) | % | =SubTotal(G1:G10) | 1 | =PRODUCT(C11*E11,F11) | =G11
I | T29.05.085 | 225mm x 100mm, oblique | T29.05_DRA_Sewer Earthenware | No
B | 73935 | Oblique Saddles NDSS225.100 OBLIQUE SADDLE 45* FIG 63D | 1 | each | =GetRate("DRA",$A1,2) | 1 | =PRODUCT(C1*E1,F1) | =G1
B |  | Discount | =GetValue("Discount 30%",3) | % | =SubTotal(G1:G1) | 1 | =PRODUCT(C2*E2,F2) | =G2
B |  | Waste and Fixings | =GetValue("Waste 7.5%",3) | % | =SubTotal(G1:G2) | 1 | =PRODUCT(C3*E3,F3) | =G3
B |  | freight | 0.02 | % | =SubTotal(G1:G3) | 1 | =PRODUCT(C4*E4,F4) | =G4
B | 73559 | Densleeve Couplers NDSC100 DENSLEEVE COUPLER | 1 | each | =GetRate("DRA",$A5,2) | 1 | =PRODUCT(C5*E5,F5) | =G5
B |  | Discount | =GetValue("Discount 30%",3) | % | =SubTotal(G5:G5) | 1 | =PRODUCT(C6*E6,F6) | =G6
B |  | Waste and Fixings | =GetValue("Waste 7.5%",3) | % | =SubTotal(G5:G6) | 1 | =PRODUCT(C7*E7,F7) | =G7
B | Drainer | Drainlayer | 0.5 | hour | =GetRate("LAB1",$A8,2) | 1 | =PRODUCT(C8*E8,F8) | =G8
B | DrainLab | Drainlayers Labourer | 0.16667 | hour | =GetRate("LAB1",$A9,2) | 1 | =PRODUCT(C9*E9,F9) | =G9
B | DrainEquip | Drainage Excavation and Compacting Equip | 0.16667 | hour | =GetRate("RES1",$A10,2) | 1 | =PRODUCT(C10*E10,F10) | =G10
B |  | Margin | =GetValue("Builders margin",3) | % | =SubTotal(G1:G10) | 1 | =PRODUCT(C11*E11,F11) | =G11
I | T29.05.088 | Inspection | T29.05_DRA_Sewer Earthenware
I | T29.05.091 | 100mm | T29.05_DRA_Sewer Earthenware | No
B | 73469 | Inspection Junctions NDSI100.100 INSPECTION JUNCTION LH F82D | 1 | each | =GetRate("DRA",$A1,2) | 1 | =PRODUCT(C1*E1,F1) | =G1
B |  | Discount | =GetValue("Discount 30%",3) | % | =SubTotal(G1:G1) | 1 | =PRODUCT(C2*E2,F2) | =G2
B |  | Waste and Fixings | =GetValue("Waste 7.5%",3) | % | =SubTotal(G1:G2) | 1 | =PRODUCT(C3*E3,F3) | =G3
B |  | freight | 0.02 | % | =SubTotal(G1:G3) | 1 | =PRODUCT(C4*E4,F4) | =G4
B | 73559 | Densleeve Couplers NDSC100 DENSLEEVE COUPLER | 3 | each | =GetRate("DRA",$A5,2) | 1 | =PRODUCT(C5*E5,F5) | =G5
B |  | Discount | =GetValue("Discount 30%",3) | % | =SubTotal(G5:G5) | 1 | =PRODUCT(C6*E6,F6) | =G6
B |  | Waste and Fixings | =GetValue("Waste 7.5%",3) | % | =SubTotal(G5:G6) | 1 | =PRODUCT(C7*E7,F7) | =G7
B | Drainer | Drainlayer | 0.25 | hour | =GetRate("LAB1",$A8,2) | 1 | =PRODUCT(C8*E8,F8) | =G8
B | DrainLab | Drainlayers Labourer | 0.083333 | hour | =GetRate("LAB1",$A9,2) | 1 | =PRODUCT(C9*E9,F9) | =G9
B | DrainEquip | Drainage Excavation and Compacting Equip | 0.083333 | hour | =GetRate("RES1",$A10,2) | 1 | =PRODUCT(C10*E10,F10) | =G10
B |  | Margin | =GetValue("Builders margin",3) | % | =SubTotal(G1:G10) | 1 | =PRODUCT(C11*E11,F11) | =G11
I | T29.05.094 | 150mm | T29.05_DRA_Sewer Earthenware | No
B | 73760 | Inspection Junctions NDSI150.150 DENSL. INSP. JUNCT LH F82D | 1 | each | =GetRate("DRA",$A1,2) | 1 | =PRODUCT(C1*E1,F1) | =G1
B |  | Discount | =GetValue("Discount 30%",3) | % | =SubTotal(G1:G1) | 1 | =PRODUCT(C2*E2,F2) | =G2
B |  | Waste and Fixings | =GetValue("Waste 7.5%",3) | % | =SubTotal(G1:G2) | 1 | =PRODUCT(C3*E3,F3) | =G3
B |  | freight | 0.02 | % | =SubTotal(G1:G3) | 1 | =PRODUCT(C4*E4,F4) | =G4
B | 73559 | Densleeve Couplers NDSC100 DENSLEEVE COUPLER | 3 | each | =GetRate("DRA",$A5,2) | 1 | =PRODUCT(C5*E5,F5) | =G5
B |  | Discount | =GetValue("Discount 30%",3) | % | =SubTotal(G5:G5) | 1 | =PRODUCT(C6*E6,F6) | =G6
B |  | Waste and Fixings | =GetValue("Waste 7.5%",3) | % | =SubTotal(G5:G6) | 1 | =PRODUCT(C7*E7,F7) | =G7
B | Drainer | Drainlayer | 0.25 | hour | =GetRate("LAB1",$A8,2) | 1 | =PRODUCT(C8*E8,F8) | =G8
B | DrainLab | Drainlayers Labourer | 0.083333 | hour | =GetRate("LAB1",$A9,2) | 1 | =PRODUCT(C9*E9,F9) | =G9
B | DrainEquip | Drainage Excavation and Compacting Equip | 0.083333 | hour | =GetRate("RES1",$A10,2) | 1 | =PRODUCT(C10*E10,F10) | =G10
B |  | Margin | =GetValue("Builders margin",3) | % | =SubTotal(G1:G10) | 1 | =PRODUCT(C11*E11,F11) | =G11
I | T29.05.097 | <b>Add</b> extra for laying in trench. Based on 225mm dia pipe, adjust for other sizes. Depth not exceeding: | T29.05_DRA_Sewer Earthenware
I | T29.05.100 | 3m, based on 66% extra labour and plant | T29.05_DRA_Sewer Earthenware
I | T29.05.103 | Pipe | T29.05_DRA_Sewer Earthenware | m
B | Drainer | Drainlayer | 0.35 | hour | =GetRate("LAB1",$A1,2) | 1 | =PRODUCT(C1*E1,F1) | =G1
B | DrainLab | Drainlayers Labourer | 0.11667 | hour | =GetRate("LAB1",$A2,2) | 1 | =PRODUCT(C2*E2,F2) | =G2
B | DrainEquip | Drainage Excavation and Compacting Equip | 0.11667 | hour | =GetRate("RES1",$A3,2) | 0.667 | =PRODUCT(C3*E3,F3) | =G3
B |  | Margin | =GetValue("Builders margin",3) | % | =SubTotal(G1:G3) | 1 | =PRODUCT(C4*E4,F4) | =G4
I | T29.05.106 | Fittings | T29.05_DRA_Sewer Earthenware | No
B | Drainer | Drainlayer | 0.5 | hour | =GetRate("LAB1",$A1,2) | 1 | =PRODUCT(C1*E1,F1) | =G1
B | DrainLab | Drainlayers Labourer | 0.16667 | hour | =GetRate("LAB1",$A2,2) | 1 | =PRODUCT(C2*E2,F2) | =G2
B | DrainEquip | Drainage Excavation and Compacting Equip | 0.16667 | hour | =GetRate("RES1",$A3,2) | 0.667 | =PRODUCT(C3*E3,F3) | =G3
B |  | Margin | =GetValue("Builders margin",3) | % | =SubTotal(G1:G3) | 1 | =PRODUCT(C4*E4,F4) | =G4
I | T29.05.109 | 4.5m, based on 100% extra labour and plant | T29.05_DRA_Sewer Earthenware
I | T29.05.112 | Pipe | T29.05_DRA_Sewer Earthenware | m
B | Drainer | Drainlayer | 0.35 | hour | =GetRate("LAB1",$A1,2) | 1 | =PRODUCT(C1*E1,F1) | =G1
B | DrainLab | Drainlayers Labourer | 0.11667 | hour | =GetRate("LAB1",$A2,2) | 1 | =PRODUCT(C2*E2,F2) | =G2
B | DrainEquip | Drainage Excavation and Compacting Equip | 0.11667 | hour | =GetRate("RES1",$A3,2) | 1 | =PRODUCT(C3*E3,F3) | =G3
B |  | Margin | =GetValue("Builders margin",3) | % | =SubTotal(G1:G3) | 1 | =PRODUCT(C4*E4,F4) | =G4
I | T29.05.115 | Fittings | T29.05_DRA_Sewer Earthenware | No
B | Drainer | Drainlayer | 0.5 | hour | =GetRate("LAB1",$A1,2) | 1 | =PRODUCT(C1*E1,F1) | =G1
B | DrainLab | Drainlayers Labourer | 0.16667 | hour | =GetRate("LAB1",$A2,2) | 1 | =PRODUCT(C2*E2,F2) | =G2
B | DrainEquip | Drainage Excavation and Compacting Equip | 0.16667 | hour | =GetRate("RES1",$A3,2) | 1 | =PRODUCT(C3*E3,F3) | =G3
B |  | Margin | =GetValue("Builders margin",3) | % | =SubTotal(G1:G3) | 1 | =PRODUCT(C4*E4,F4) | =G4
I | T29.06.001 | Sewer Drains: Concrete | T29.06_DRA_Sewer Concrete
I | T29.06.004 | <b>Rubber Ring Jointed (RRJ) Concrete Pipe,</b> laid in trench not exceeding 1.5m total depth | T29.06_DRA_Sewer Concrete
I | T29.06.007 | <b>Class 2 (X) Pipe</b> | T29.06_DRA_Sewer Concrete
I | T29.06.010 | 225mm dia | T29.06_DRA_Sewer Concrete | m
B | 31064 | Rubber Ring Joint - X Class RCP225.2000 RJX TITAN PIPE | 1 | each | =GetRate("DRA",$A1,2) | 0.5 | =PRODUCT(C1*E1,F1) | =G1
B |  | Discount | =GetValue("Discount 30%",3) | % | =SubTotal(G1:G1) | 1 | =PRODUCT(C2*E2,F2) | =G2
B |  | Waste and Fixings | =GetValue("Waste 7.5%",3) | % | =SubTotal(G1:G2) | 1 | =PRODUCT(C3*E3,F3) | =G3
B |  | freight | 0.05 | % | =SubTotal(G1:G3) | 1 | =PRODUCT(C4*E4,F4) | =G4
B | 81440 | Rubber Rings - RCP Pipe RR225 RCP R/RING | 1 | each | =GetRate("DRA",$A5,2) | 0.5 | =PRODUCT(C5*E5,F5) | =G5
B |  | Discount | =GetValue("Discount 30%",3) | % | =SubTotal(G5:G5) | 1 | =PRODUCT(C6*E6,F6) | =G6
B |  | Waste and Fixings | =GetValue("Waste 7.5%",3) | % | =SubTotal(G5:G6) | 1 | =PRODUCT(C7*E7,F7) | =G7
B | GAP20 | General All Passing 20 | 0.19 | m3 | =GetRate("GEN1",$A8,2) | 1 | =PRODUCT(C8*E8,F8) | =G8
B |  | Discount | =GetValue("Discount 10%",3) | % | =SubTotal(G8:G8) | 1 | =PRODUCT(C9*E9,F9) | =G9
B |  | Waste and Fixings | =GetValue("Waste 12.5%",3) | % | =SubTotal(G8:G9) | 1 | =PRODUCT(C10*E10,F10) | =G10
B | Drainer | Drainlayer | 0.4 | hour | =GetRate("LAB1",$A11,2) | 1 | =PRODUCT(C11*E11,F11) | =G11
B | DrainLab | Drainlayers Labourer | 0.13333 | hour | =GetRate("LAB1",$A12,2) | 1 | =PRODUCT(C12*E12,F12) | =G12
B | DrainEquip | Drainage Excavation and Compacting Equip | 0.13333 | hour | =GetRate("RES1",$A13,2) | 1 | =PRODUCT(C13*E13,F13) | =G13
B |  | Margin | =GetValue("Builders margin",3) | % | =SubTotal(G1:G13) | 1 | =PRODUCT(C14*E14,F14) | =G14
I | T29.06.013 | 300mm dia | T29.06_DRA_Sewer Concrete | m
B | 31074 | Rubber Ring Joint - X Class RCP300.2500 RJX TITAN PIPE | 1 | each | =GetRate("DRA",$A1,2) | 0.4 | =PRODUCT(C1*E1,F1) | =G1
B |  | Discount | =GetValue("Discount 30%",3) | % | =SubTotal(G1:G1) | 1 | =PRODUCT(C2*E2,F2) | =G2
B |  | Waste and Fixings | =GetValue("Waste 7.5%",3) | % | =SubTotal(G1:G2) | 1 | =PRODUCT(C3*E3,F3) | =G3
B |  | freight | 0.05 | % | =SubTotal(G1:G3) | 1 | =PRODUCT(C4*E4,F4) | =G4
B | 81441 | Rubber Rings - RCP Pipe RR300 RCP R/RING | 1 | each | =GetRate("DRA",$A5,2) | 0.4 | =PRODUCT(C5*E5,F5) | =G5
B |  | Discount | =GetValue("Discount 30%",3) | % | =SubTotal(G5:G5) | 1 | =PRODUCT(C6*E6,F6) | =G6
B |  | Waste and Fixings | =GetValue("Waste 7.5%",3) | % | =SubTotal(G5:G6) | 1 | =PRODUCT(C7*E7,F7) | =G7
B | GAP20 | General All Passing 20 | 0.31 | m3 | =GetRate("GEN1",$A8,2) | 1 | =PRODUCT(C8*E8,F8) | =G8
B |  | Discount | =GetValue("Discount 10%",3) | % | =SubTotal(G8:G8) | 1 | =PRODUCT(C9*E9,F9) | =G9
B |  | Waste and Fixings | =GetValue("Waste 12.5%",3) | % | =SubTotal(G8:G9) | 1 | =PRODUCT(C10*E10,F10) | =G10
B | Drainer | Drainlayer | 0.5 | hour | =GetRate("LAB1",$A11,2) | 1 | =PRODUCT(C11*E11,F11) | =G11
B | DrainLab | Drainlayers Labourer | 0.16667 | hour | =GetRate("LAB1",$A12,2) | 1 | =PRODUCT(C12*E12,F12) | =G12
B | DrainEquip | Drainage Excavation and Compacting Equip | 0.16667 | hour | =GetRate("RES1",$A13,2) | 1 | =PRODUCT(C13*E13,F13) | =G13
B |  | Margin | =GetValue("Builders margin",3) | % | =SubTotal(G1:G13) | 1 | =PRODUCT(C14*E14,F14) | =G14
B |  | Roller Compacted Pipe - North Island only
B |  | Spun concrete pipe - South Island only
I | T29.06.016 | 375mm dia | T29.06_DRA_Sewer Concrete | m
B | 31114 | Rubber Ring Joint - X Class RCP375.2500 RJX TITAN PIPE | 1 | each | =GetRate("DRA",$A1,2) | 0.4 | =PRODUCT(C1*E1,F1) | =G1
B |  | Discount | =GetValue("Discount 30%",3) | % | =SubTotal(G1:G1) | 1 | =PRODUCT(C2*E2,F2) | =G2
B |  | Waste and Fixings | =GetValue("Waste 7.5%",3) | % | =SubTotal(G1:G2) | 1 | =PRODUCT(C3*E3,F3) | =G3
B |  | freight | 0.05 | % | =SubTotal(G1:G3) | 1 | =PRODUCT(C4*E4,F4) | =G4
B | 81442 | Rubber Rings - RCP Pipe RR375 RCP R/RING | 1 | each | =GetRate("DRA",$A5,2) | 0.4 | =PRODUCT(C5*E5,F5) | =G5
B |  | Discount | =GetValue("Discount 30%",3) | % | =SubTotal(G5:G5) | 1 | =PRODUCT(C6*E6,F6) | =G6
B |  | Waste and Fixings | =GetValue("Waste 7.5%",3) | % | =SubTotal(G5:G6) | 1 | =PRODUCT(C7*E7,F7) | =G7
B | GAP20 | General All Passing 20 | 0.35 | m3 | =GetRate("GEN1",$A8,2) | 1 | =PRODUCT(C8*E8,F8) | =G8
B |  | Discount | =GetValue("Discount 10%",3) | % | =SubTotal(G8:G8) | 1 | =PRODUCT(C9*E9,F9) | =G9
B |  | Waste and Fixings | =GetValue("Waste 12.5%",3) | % | =SubTotal(G8:G9) | 1 | =PRODUCT(C10*E10,F10) | =G10
B | Drainer | Drainlayer | 0.55 | hour | =GetRate("LAB1",$A11,2) | 1 | =PRODUCT(C11*E11,F11) | =G11
B | DrainLab | Drainlayers Labourer | 0.18333 | hour | =GetRate("LAB1",$A12,2) | 1 | =PRODUCT(C12*E12,F12) | =G12
B | DrainEquip | Drainage Excavation and Compacting Equip | 0.18333 | hour | =GetRate("RES1",$A13,2) | 1 | =PRODUCT(C13*E13,F13) | =G13
B |  | Margin | =GetValue("Builders margin",3) | % | =SubTotal(G1:G13) | 1 | =PRODUCT(C14*E14,F14) | =G14
B | row 1 | Roller Compacted Pipe - North Island only
B | row 2 | Spun concrete pipe - South Island only
B |  | Use same ring for both
I | T29.06.019 | 450mm dia | T29.06_DRA_Sewer Concrete | m
B | 31124 | Rubber Ring Joint - X Class RCP450.2500 RJX TITAN PIPE | 1 | each | =GetRate("DRA",$A1,2) | 0.4 | =PRODUCT(C1*E1,F1) | =G1
B |  | Discount | =GetValue("Discount 30%",3) | % | =SubTotal(G1:G1) | 1 | =PRODUCT(C2*E2,F2) | =G2
B |  | Waste and Fixings | =GetValue("Waste 7.5%",3) | % | =SubTotal(G1:G2) | 1 | =PRODUCT(C3*E3,F3) | =G3
B |  | freight | 0.05 | % | =SubTotal(G1:G3) | 1 | =PRODUCT(C4*E4,F4) | =G4
B | 81443 | Rubber Rings - RCP Pipe RR450 RCP R/RING | 1 | each | =GetRate("DRA",$A5,2) | 0.4 | =PRODUCT(C5*E5,F5) | =G5
B |  | Discount | =GetValue("Discount 30%",3) | % | =SubTotal(G5:G5) | 1 | =PRODUCT(C6*E6,F6) | =G6
B |  | Waste and Fixings | =GetValue("Waste 7.5%",3) | % | =SubTotal(G5:G6) | 1 | =PRODUCT(C7*E7,F7) | =G7
B | GAP20 | General All Passing 20 | 0.43 | m3 | =GetRate("GEN1",$A8,2) | 1 | =PRODUCT(C8*E8,F8) | =G8
B |  | Discount | =GetValue("Discount 10%",3) | % | =SubTotal(G8:G8) | 1 | =PRODUCT(C9*E9,F9) | =G9
B |  | Waste and Fixings | =GetValue("Waste 12.5%",3) | % | =SubTotal(G8:G9) | 1 | =PRODUCT(C10*E10,F10) | =G10
B | Drainer | Drainlayer | 0.75 | hour | =GetRate("LAB1",$A11,2) | 1 | =PRODUCT(C11*E11,F11) | =G11
B | DrainLab | Drainlayers Labourer | 0.25 | hour | =GetRate("LAB1",$A12,2) | 1 | =PRODUCT(C12*E12,F12) | =G12
B | DrainEquip | Drainage Excavation and Compacting Equip | 0.25 | hour | =GetRate("RES1",$A13,2) | 1 | =PRODUCT(C13*E13,F13) | =G13
B |  | Margin | =GetValue("Builders margin",3) | % | =SubTotal(G1:G13) | 1 | =PRODUCT(C14*E14,F14) | =G14
B |  | Small sizes of concrete pipe - different manufacture process in North vs South IS
B | row 1 | Roller Compacted Pipe - North Island only
B | row 2 | Spun concrete pipe - South Island only
B |  | Use same ring for both
I | T29.06.022 | 525mm dia | T29.06_DRA_Sewer Concrete | m
B | 31375 | Rubber Ring Joint - X Class RCP525.2500 RJX TITAN PIPE | 1 | each | =GetRate("DRA",$A1,2) | 0.4 | =PRODUCT(C1*E1,F1) | =G1
B |  | Discount | =GetValue("Discount 30%",3) | % | =SubTotal(G1:G1) | 1 | =PRODUCT(C2*E2,F2) | =G2
B |  | Waste and Fixings | =GetValue("Waste 7.5%",3) | % | =SubTotal(G1:G2) | 1 | =PRODUCT(C3*E3,F3) | =G3
B |  | freight | 0.05 | % | =SubTotal(G1:G3) | 1 | =PRODUCT(C4*E4,F4) | =G4
B | 81444 | Rubber Rings - RCP Pipe RR525 RCP R/RING | 1 | each | =GetRate("DRA",$A5,2) | 0.4 | =PRODUCT(C5*E5,F5) | =G5
B |  | Discount | =GetValue("Discount 30%",3) | % | =SubTotal(G5:G5) | 1 | =PRODUCT(C6*E6,F6) | =G6
B |  | Waste and Fixings | =GetValue("Waste 7.5%",3) | % | =SubTotal(G5:G6) | 1 | =PRODUCT(C7*E7,F7) | =G7
B | GAP20 | General All Passing 20 | 0.51 | m3 | =GetRate("GEN1",$A8,2) | 1 | =PRODUCT(C8*E8,F8) | =G8
B |  | Discount | =GetValue("Discount 10%",3) | % | =SubTotal(G8:G8) | 1 | =PRODUCT(C9*E9,F9) | =G9
B |  | Waste and Fixings | =GetValue("Waste 12.5%",3) | % | =SubTotal(G8:G9) | 1 | =PRODUCT(C10*E10,F10) | =G10
B | Drainer | Drainlayer | 0.95 | hour | =GetRate("LAB1",$A11,2) | 1 | =PRODUCT(C11*E11,F11) | =G11
B | DrainLab | Drainlayers Labourer | 0.31667 | hour | =GetRate("LAB1",$A12,2) | 1 | =PRODUCT(C12*E12,F12) | =G12
B | DrainEquip | Drainage Excavation and Compacting Equip | 0.31667 | hour | =GetRate("RES1",$A13,2) | 1 | =PRODUCT(C13*E13,F13) | =G13
B |  | Margin | =GetValue("Builders margin",3) | % | =SubTotal(G1:G13) | 1 | =PRODUCT(C14*E14,F14) | =G14
B |  | Small sizes of concrete pipe - different manufacture process in North vs South IS
B | row 1 | Roller Compacted Pipe - North Island only
B | row 2 | Spun concrete pipe - South Island only
B |  | Use same ring for both
I | T29.06.025 | 600mm dia | T29.06_DRA_Sewer Concrete | m
B | 31404 | Rubber Ring Joint - X Class RCP600.2500 RJX TITAN PIPE | 1 | each | =GetRate("DRA",$A1,2) | 0.4 | =PRODUCT(C1*E1,F1) | =G1
B |  | Discount | =GetValue("Discount 30%",3) | % | =SubTotal(G1:G1) | 1 | =PRODUCT(C2*E2,F2) | =G2
B |  | Waste and Fixings | =GetValue("Waste 7.5%",3) | % | =SubTotal(G1:G2) | 1 | =PRODUCT(C3*E3,F3) | =G3
B |  | freight | 0.05 | % | =SubTotal(G1:G3) | 1 | =PRODUCT(C4*E4,F4) | =G4
B | 81445 | Rubber Rings - RCP Pipe RR600 RCP R/RING | 1 | each | =GetRate("DRA",$A5,2) | 0.4 | =PRODUCT(C5*E5,F5) | =G5
B |  | Discount | =GetValue("Discount 30%",3) | % | =SubTotal(G5:G5) | 1 | =PRODUCT(C6*E6,F6) | =G6
B |  | Waste and Fixings | =GetValue("Waste 7.5%",3) | % | =SubTotal(G5:G6) | 1 | =PRODUCT(C7*E7,F7) | =G7
B | GAP20 | General All Passing 20 | 0.6 | m3 | =GetRate("GEN1",$A8,2) | 1 | =PRODUCT(C8*E8,F8) | =G8
B |  | Discount | =GetValue("Discount 10%",3) | % | =SubTotal(G8:G8) | 1 | =PRODUCT(C9*E9,F9) | =G9
B |  | Waste and Fixings | =GetValue("Waste 12.5%",3) | % | =SubTotal(G8:G9) | 1 | =PRODUCT(C10*E10,F10) | =G10
B | Drainer | Drainlayer | 1.1 | hour | =GetRate("LAB1",$A11,2) | 1 | =PRODUCT(C11*E11,F11) | =G11
B | DrainLab | Drainlayers Labourer | 0.36667 | hour | =GetRate("LAB1",$A12,2) | 1 | =PRODUCT(C12*E12,F12) | =G12
B | DrainEquip | Drainage Excavation and Compacting Equip | 0.36667 | hour | =GetRate("RES1",$A13,2) | 1 | =PRODUCT(C13*E13,F13) | =G13
B |  | Margin | =GetValue("Builders margin",3) | % | =SubTotal(G1:G13) | 1 | =PRODUCT(C14*E14,F14) | =G14
B |  | Small sizes of concrete pipe - different manufacture process in North vs South IS
B | row 1 | Roller Compacted Pipe - North Island only
B | row 2 | Spun concrete pipe - South Island only
B |  | Use same ring for both
I | T29.06.028 | 675mm dia | T29.06_DRA_Sewer Concrete | m
B | 31431 | Rubber Ring Joint - X Class CPT675RJX (2.44) TITAN PIPE | 1 | each | =GetRate("DRA",$A1,2) | 0.40984 | =PRODUCT(C1*E1,F1) | =G1
B |  | Discount | =GetValue("Discount 30%",3) | % | =SubTotal(G1:G1) | 1 | =PRODUCT(C2*E2,F2) | =G2
B |  | Waste and Fixings | =GetValue("Waste 7.5%",3) | % | =SubTotal(G1:G2) | 1 | =PRODUCT(C3*E3,F3) | =G3
B |  | freight | 0.05 | % | =SubTotal(G1:G3) | 1 | =PRODUCT(C4*E4,F4) | =G4
B | 72828 | Rubber Rings - Medium RR675 R/RING CONCRETE | 1 | each | =GetRate("DRA",$A5,2) | 0.40984 | =PRODUCT(C5*E5,F5) | =G5
B |  | Discount | =GetValue("Discount 30%",3) | % | =SubTotal(G5:G5) | 1 | =PRODUCT(C6*E6,F6) | =G6
B |  | Waste and Fixings | =GetValue("Waste 7.5%",3) | % | =SubTotal(G5:G6) | 1 | =PRODUCT(C7*E7,F7) | =G7
B | GAP20 | General All Passing 20 | 0.7 | m3 | =GetRate("GEN1",$A8,2) | 1 | =PRODUCT(C8*E8,F8) | =G8
B |  | Discount | =GetValue("Discount 10%",3) | % | =SubTotal(G8:G8) | 1 | =PRODUCT(C9*E9,F9) | =G9
B |  | Waste and Fixings | =GetValue("Waste 12.5%",3) | % | =SubTotal(G8:G9) | 1 | =PRODUCT(C10*E10,F10) | =G10
B | Drainer | Drainlayer | 1.35 | hour | =GetRate("LAB1",$A11,2) | 1 | =PRODUCT(C11*E11,F11) | =G11
B | DrainLab | Drainlayers Labourer | 0.45 | hour | =GetRate("LAB1",$A12,2) | 1 | =PRODUCT(C12*E12,F12) | =G12
B | DrainEquip | Drainage Excavation and Compacting Equip | 0.45 | hour | =GetRate("RES1",$A13,2) | 1 | =PRODUCT(C13*E13,F13) | =G13
B |  | Margin | =GetValue("Builders margin",3) | % | =SubTotal(G1:G13) | 1 | =PRODUCT(C14*E14,F14) | =G14
B |  | Small sizes of concrete pipe - different manufacture process in North vs South IS
B | row 1 | Roller Compacted Pipe - North Island only
B | row 2 | Spun concrete pipe - South Island only
B |  | Use same ring for both
I | T29.06.031 | 750mm dia | T29.06_DRA_Sewer Concrete | m
B | 31451 | CPT750RJX J2 (2.44) TITAN PIPE (Humes SKU now 31461) | 1 | each | =GetRate("DRA",$A1,2) | 0.40984 | =PRODUCT(C1*E1,F1) | =G1
B |  | Discount | =GetValue("Discount 30%",3) | % | =SubTotal(G1:G1) | 1 | =PRODUCT(C2*E2,F2) | =G2
B |  | Waste and Fixings | =GetValue("Waste 7.5%",3) | % | =SubTotal(G1:G2) | 1 | =PRODUCT(C3*E3,F3) | =G3
B |  | freight | 0.05 | % | =SubTotal(G1:G3) | 1 | =PRODUCT(C4*E4,F4) | =G4
B | 72831 | Rubber Rings - Medium RR750 R/RING CONCRETE | 1 | each | =GetRate("DRA",$A5,2) | 0.40984 | =PRODUCT(C5*E5,F5) | =G5
B |  | Discount | =GetValue("Discount 30%",3) | % | =SubTotal(G5:G5) | 1 | =PRODUCT(C6*E6,F6) | =G6
B |  | Waste and Fixings | =GetValue("Waste 7.5%",3) | % | =SubTotal(G5:G6) | 1 | =PRODUCT(C7*E7,F7) | =G7
B | GAP20 | General All Passing 20 | 0.8 | m3 | =GetRate("GEN1",$A8,2) | 1 | =PRODUCT(C8*E8,F8) | =G8
B |  | Discount | =GetValue("Discount 10%",3) | % | =SubTotal(G8:G8) | 1 | =PRODUCT(C9*E9,F9) | =G9
B |  | Waste and Fixings | =GetValue("Waste 12.5%",3) | % | =SubTotal(G8:G9) | 1 | =PRODUCT(C10*E10,F10) | =G10
B | Drainer | Drainlayer | 1.55 | hour | =GetRate("LAB1",$A11,2) | 1 | =PRODUCT(C11*E11,F11) | =G11
B | DrainLab | Drainlayers Labourer | 0.51667 | hour | =GetRate("LAB1",$A12,2) | 1 | =PRODUCT(C12*E12,F12) | =G12
B | DrainEquip | Drainage Excavation and Compacting Equip | 0.51667 | hour | =GetRate("RES1",$A13,2) | 1 | =PRODUCT(C13*E13,F13) | =G13
B |  | Margin | =GetValue("Builders margin",3) | % | =SubTotal(G1:G13) | 1 | =PRODUCT(C14*E14,F14) | =G14
B |  | Small sizes of concrete pipe - different manufacture process in North vs South IS
B | row 1 | Roller Compacted Pipe - North Island only
B | row 2 | Spun concrete pipe - South Island only
B |  | Use same ring for both
I | T29.06.034 | 825mm dia | T29.06_DRA_Sewer Concrete | m
B | 31471 | Rubber Ring Joint - X Class CPT825RJX (2.44) TITAN PIPE | 1 | each | =GetRate("DRA",$A1,2) | 0.40984 | =PRODUCT(C1*E1,F1) | =G1
B |  | Discount | =GetValue("Discount 30%",3) | % | =SubTotal(G1:G1) | 1 | =PRODUCT(C2*E2,F2) | =G2
B |  | Waste and Fixings | =GetValue("Waste 7.5%",3) | % | =SubTotal(G1:G2) | 1 | =PRODUCT(C3*E3,F3) | =G3
B |  | freight | 0.05 | % | =SubTotal(G1:G3) | 1 | =PRODUCT(C4*E4,F4) | =G4
B | 72834 | Rubber Rings - Medium RR825 R/RING CONCRETE | 1 | each | =GetRate("DRA",$A5,2) | 0.40984 | =PRODUCT(C5*E5,F5) | =G5
B |  | Discount | =GetValue("Discount 30%",3) | % | =SubTotal(G5:G5) | 1 | =PRODUCT(C6*E6,F6) | =G6
B |  | Waste and Fixings | =GetValue("Waste 7.5%",3) | % | =SubTotal(G5:G6) | 1 | =PRODUCT(C7*E7,F7) | =G7
B | GAP20 | General All Passing 20 | 0.91 | m3 | =GetRate("GEN1",$A8,2) | 1 | =PRODUCT(C8*E8,F8) | =G8
B |  | Discount | =GetValue("Discount 10%",3) | % | =SubTotal(G8:G8) | 1 | =PRODUCT(C9*E9,F9) | =G9
B |  | Waste and Fixings | =GetValue("Waste 12.5%",3) | % | =SubTotal(G8:G9) | 1 | =PRODUCT(C10*E10,F10) | =G10
B | Drainer | Drainlayer | 1.75 | hour | =GetRate("LAB1",$A11,2) | 1 | =PRODUCT(C11*E11,F11) | =G11
B | DrainLab | Drainlayers Labourer | 0.58333 | hour | =GetRate("LAB1",$A12,2) | 1 | =PRODUCT(C12*E12,F12) | =G12
B | DrainEquip | Drainage Excavation and Compacting Equip | 0.58333 | hour | =GetRate("RES1",$A13,2) | 1 | =PRODUCT(C13*E13,F13) | =G13
B |  | Margin | =GetValue("Builders margin",3) | % | =SubTotal(G1:G13) | 1 | =PRODUCT(C14*E14,F14) | =G14
B |  | Small sizes of concrete pipe - different manufacture process in North vs South IS
B | row 1 | Roller Compacted Pipe - North Island only
B | row 2 | Spun concrete pipe - South Island only
B |  | Use same ring for both
I | T29.06.037 | 900mm dia | T29.06_DRA_Sewer Concrete | m
B | 31501 | Rubber Ring Joint - X Class CPT900-64RJX J2 (2.44) TITAN PIPE | 1 | each | =GetRate("DRA",$A1,2) | 0.40984 | =PRODUCT(C1*E1,F1) | =G1
B |  | Discount | =GetValue("Discount 30%",3) | % | =SubTotal(G1:G1) | 1 | =PRODUCT(C2*E2,F2) | =G2
B |  | Waste and Fixings | =GetValue("Waste 7.5%",3) | % | =SubTotal(G1:G2) | 1 | =PRODUCT(C3*E3,F3) | =G3
B |  | freight | 0.05 | % | =SubTotal(G1:G3) | 1 | =PRODUCT(C4*E4,F4) | =G4
B | 72836 | Rubber Rings - Medium RR900 R/RING CONCRETE | 1 | each | =GetRate("DRA",$A5,2) | 0.40984 | =PRODUCT(C5*E5,F5) | =G5
B |  | Discount | =GetValue("Discount 30%",3) | % | =SubTotal(G5:G5) | 1 | =PRODUCT(C6*E6,F6) | =G6
B |  | Waste and Fixings | =GetValue("Waste 7.5%",3) | % | =SubTotal(G5:G6) | 1 | =PRODUCT(C7*E7,F7) | =G7
B | GAP20 | General All Passing 20 | 1.02 | m3 | =GetRate("GEN1",$A8,2) | 1 | =PRODUCT(C8*E8,F8) | =G8
B |  | Discount | =GetValue("Discount 10%",3) | % | =SubTotal(G8:G8) | 1 | =PRODUCT(C9*E9,F9) | =G9
B |  | Waste and Fixings | =GetValue("Waste 12.5%",3) | % | =SubTotal(G8:G9) | 1 | =PRODUCT(C10*E10,F10) | =G10
B | Drainer | Drainlayer | 1.95 | hour | =GetRate("LAB1",$A11,2) | 1 | =PRODUCT(C11*E11,F11) | =G11
B | DrainLab | Drainlayers Labourer | 0.65 | hour | =GetRate("LAB1",$A12,2) | 1 | =PRODUCT(C12*E12,F12) | =G12
B | DrainEquip | Drainage Excavation and Compacting Equip | 0.65 | hour | =GetRate("RES1",$A13,2) | 1 | =PRODUCT(C13*E13,F13) | =G13
B |  | Margin | =GetValue("Builders margin",3) | % | =SubTotal(G1:G13) | 1 | =PRODUCT(C14*E14,F14) | =G14
B |  | Small sizes of concrete pipe - different manufacture process in North vs South IS
B | row 1 | Roller Compacted Pipe - North Island only
B | row 2 | Spun concrete pipe - South Island only
B |  | Use same ring for both
I | T29.06.040 | 975mm dia | T29.06_DRA_Sewer Concrete | m
B | 31511 | Rubber Ring Joint - X Class CPT975RJX (2.44) TITAN PIPE | 1 | each | =GetRate("DRA",$A1,2) | 0.40984 | =PRODUCT(C1*E1,F1) | =G1
B |  | Discount | =GetValue("Discount 30%",3) | % | =SubTotal(G1:G1) | 1 | =PRODUCT(C2*E2,F2) | =G2
B |  | Waste and Fixings | =GetValue("Waste 7.5%",3) | % | =SubTotal(G1:G2) | 1 | =PRODUCT(C3*E3,F3) | =G3
B |  | freight | 0.05 | % | =SubTotal(G1:G3) | 1 | =PRODUCT(C4*E4,F4) | =G4
B | 72839 | Rubber Rings - Medium RR975 R/RING CONCRETE | 1 | each | =GetRate("DRA",$A5,2) | 0.40984 | =PRODUCT(C5*E5,F5) | =G5
B |  | Discount | =GetValue("Discount 30%",3) | % | =SubTotal(G5:G5) | 1 | =PRODUCT(C6*E6,F6) | =G6
B |  | Waste and Fixings | =GetValue("Waste 7.5%",3) | % | =SubTotal(G5:G6) | 1 | =PRODUCT(C7*E7,F7) | =G7
B | GAP20 | General All Passing 20 | 1.02 | m3 | =GetRate("GEN1",$A8,2) | 1 | =PRODUCT(C8*E8,F8) | =G8
B |  | Discount | =GetValue("Discount 10%",3) | % | =SubTotal(G8:G8) | 1 | =PRODUCT(C9*E9,F9) | =G9
B |  | Waste and Fixings | =GetValue("Waste 12.5%",3) | % | =SubTotal(G8:G9) | 1 | =PRODUCT(C10*E10,F10) | =G10
B | Drainer | Drainlayer | 2.25 | hour | =GetRate("LAB1",$A11,2) | 1 | =PRODUCT(C11*E11,F11) | =G11
B | DrainLab | Drainlayers Labourer | 0.75 | hour | =GetRate("LAB1",$A12,2) | 1 | =PRODUCT(C12*E12,F12) | =G12
B | DrainEquip | Drainage Excavation and Compacting Equip | 0.75 | hour | =GetRate("RES1",$A13,2) | 1 | =PRODUCT(C13*E13,F13) | =G13
B |  | Margin | =GetValue("Builders margin",3) | % | =SubTotal(G1:G13) | 1 | =PRODUCT(C14*E14,F14) | =G14
B |  | Small sizes of concrete pipe - different manufacture process in North vs South IS
B | row 1 | Roller Compacted Pipe - North Island only
B | row 2 | Spun concrete pipe - South Island only
B |  | Use same ring for both
I | T29.06.043 | 1050mm dia | T29.06_DRA_Sewer Concrete | m
B | 31531 | Rubber Ring Joint - X Class CPT1050RJX (2.44) TITAN PIPE | 1 | each | =GetRate("DRA",$A1,2) | 0.40984 | =PRODUCT(C1*E1,F1) | =G1
B |  | Discount | =GetValue("Discount 30%",3) | % | =SubTotal(G1:G1) | 1 | =PRODUCT(C2*E2,F2) | =G2
B |  | Waste and Fixings | =GetValue("Waste 7.5%",3) | % | =SubTotal(G1:G2) | 1 | =PRODUCT(C3*E3,F3) | =G3
B |  | freight | 0.05 | % | =SubTotal(G1:G3) | 1 | =PRODUCT(C4*E4,F4) | =G4
B | 72841 | Rubber Rings - Medium RR1050 R/RING CONCRETE | 1 | each | =GetRate("DRA",$A5,2) | 0.40984 | =PRODUCT(C5*E5,F5) | =G5
B |  | Discount | =GetValue("Discount 30%",3) | % | =SubTotal(G5:G5) | 1 | =PRODUCT(C6*E6,F6) | =G6
B |  | Waste and Fixings | =GetValue("Waste 7.5%",3) | % | =SubTotal(G5:G6) | 1 | =PRODUCT(C7*E7,F7) | =G7
B | GAP20 | General All Passing 20 | 1.14 | m3 | =GetRate("GEN1",$A8,2) | 1 | =PRODUCT(C8*E8,F8) | =G8
B |  | Discount | =GetValue("Discount 10%",3) | % | =SubTotal(G8:G8) | 1 | =PRODUCT(C9*E9,F9) | =G9
B |  | Waste and Fixings | =GetValue("Waste 12.5%",3) | % | =SubTotal(G8:G9) | 1 | =PRODUCT(C10*E10,F10) | =G10
B | Drainer | Drainlayer | 2.5 | hour | =GetRate("LAB1",$A11,2) | 1 | =PRODUCT(C11*E11,F11) | =G11
B | DrainLab | Drainlayers Labourer | 0.83333 | hour | =GetRate("LAB1",$A12,2) | 1 | =PRODUCT(C12*E12,F12) | =G12
B | DrainEquip | Drainage Excavation and Compacting Equip | 0.83333 | hour | =GetRate("RES1",$A13,2) | 1 | =PRODUCT(C13*E13,F13) | =G13
B |  | Margin | =GetValue("Builders margin",3) | % | =SubTotal(G1:G13) | 1 | =PRODUCT(C14*E14,F14) | =G14
B |  | Small sizes of concrete pipe - different manufacture process in North vs South IS
B | row 1 | Roller Compacted Pipe - North Island only
B | row 2 | Spun concrete pipe - South Island only
B |  | Use same ring for both
I | T29.06.046 | 1200mm dia | T29.06_DRA_Sewer Concrete | m
B | 31581 | Rubber Ring Joint - X Class CPT1200RJX J2 (2.44) TITAN PIPE | 1 | each | =GetRate("DRA",$A1,2) | 0.40984 | =PRODUCT(C1*E1,F1) | =G1
B |  | Discount | =GetValue("Discount 30%",3) | % | =SubTotal(G1:G1) | 1 | =PRODUCT(C2*E2,F2) | =G2
B |  | Waste and Fixings | =GetValue("Waste 7.5%",3) | % | =SubTotal(G1:G2) | 1 | =PRODUCT(C3*E3,F3) | =G3
B |  | freight | 0.05 | % | =SubTotal(G1:G3) | 1 | =PRODUCT(C4*E4,F4) | =G4
B | 72843 | Rubber Rings - Medium RR1200 R/RING CONCRETE | 1 | each | =GetRate("DRA",$A5,2) | 0.40984 | =PRODUCT(C5*E5,F5) | =G5
B |  | Discount | =GetValue("Discount 30%",3) | % | =SubTotal(G5:G5) | 1 | =PRODUCT(C6*E6,F6) | =G6
B |  | Waste and Fixings | =GetValue("Waste 7.5%",3) | % | =SubTotal(G5:G6) | 1 | =PRODUCT(C7*E7,F7) | =G7
B | GAP20 | General All Passing 20 | 1.39 | m3 | =GetRate("GEN1",$A8,2) | 1 | =PRODUCT(C8*E8,F8) | =G8
B |  | Discount | =GetValue("Discount 10%",3) | % | =SubTotal(G8:G8) | 1 | =PRODUCT(C9*E9,F9) | =G9
B |  | Waste and Fixings | =GetValue("Waste 12.5%",3) | % | =SubTotal(G8:G9) | 1 | =PRODUCT(C10*E10,F10) | =G10
B | Drainer | Drainlayer | 2.8 | hour | =GetRate("LAB1",$A11,2) | 1 | =PRODUCT(C11*E11,F11) | =G11
B | DrainLab | Drainlayers Labourer | 0.93333 | hour | =GetRate("LAB1",$A12,2) | 1 | =PRODUCT(C12*E12,F12) | =G12
B | DrainEquip | Drainage Excavation and Compacting Equip | 0.93333 | hour | =GetRate("RES1",$A13,2) | 1 | =PRODUCT(C13*E13,F13) | =G13
B |  | Margin | =GetValue("Builders margin",3) | % | =SubTotal(G1:G13) | 1 | =PRODUCT(C14*E14,F14) | =G14
B |  | Small sizes of concrete pipe - different manufacture process in North vs South IS
B | row 1 | Roller Compacted Pipe - North Island only
B | row 2 | Spun concrete pipe - South Island only
B |  | Use same ring for both
I | T29.06.049 | 1350mm dia | T29.06_DRA_Sewer Concrete | m
B | 31591 | Rubber Ring Joint - X Class CPT1350RJX (2.44) TITAN PIPE | 1 | each | =GetRate("DRA",$A1,2) | 0.40984 | =PRODUCT(C1*E1,F1) | =G1
B |  | Discount | =GetValue("Discount 30%",3) | % | =SubTotal(G1:G1) | 1 | =PRODUCT(C2*E2,F2) | =G2
B |  | Waste and Fixings | =GetValue("Waste 7.5%",3) | % | =SubTotal(G1:G2) | 1 | =PRODUCT(C3*E3,F3) | =G3
B |  | freight | 0.05 | % | =SubTotal(G1:G3) | 1 | =PRODUCT(C4*E4,F4) | =G4
B | 72846 | Rubber Rings - Large RR1350 R/RING CONCRETE | 1 | each | =GetRate("DRA",$A5,2) | 0.40984 | =PRODUCT(C5*E5,F5) | =G5
B |  | Discount | =GetValue("Discount 30%",3) | % | =SubTotal(G5:G5) | 1 | =PRODUCT(C6*E6,F6) | =G6
B |  | Waste and Fixings | =GetValue("Waste 7.5%",3) | % | =SubTotal(G5:G6) | 1 | =PRODUCT(C7*E7,F7) | =G7
B | GAP20 | General All Passing 20 | 1.6 | m3 | =GetRate("GEN1",$A8,2) | 1 | =PRODUCT(C8*E8,F8) | =G8
B |  | Discount | =GetValue("Discount 10%",3) | % | =SubTotal(G8:G8) | 1 | =PRODUCT(C9*E9,F9) | =G9
B |  | Waste and Fixings | =GetValue("Waste 12.5%",3) | % | =SubTotal(G8:G9) | 1 | =PRODUCT(C10*E10,F10) | =G10
B | Drainer | Drainlayer | 3.1 | hour | =GetRate("LAB1",$A11,2) | 1 | =PRODUCT(C11*E11,F11) | =G11
B | DrainLab | Drainlayers Labourer | 1.0333 | hour | =GetRate("LAB1",$A12,2) | 1 | =PRODUCT(C12*E12,F12) | =G12
B | DrainEquip | Drainage Excavation and Compacting Equip | 1.0333 | hour | =GetRate("RES1",$A13,2) | 1 | =PRODUCT(C13*E13,F13) | =G13
B |  | Margin | =GetValue("Builders margin",3) | % | =SubTotal(G1:G13) | 1 | =PRODUCT(C14*E14,F14) | =G14
B |  | Small sizes of concrete pipe - different manufacture process in North vs South IS
B | row 1 | Roller Compacted Pipe - North Island only
B | row 2 | Spun concrete pipe - South Island only
B |  | Use same ring for both
I | T29.06.052 | 1600mm dia | T29.06_DRA_Sewer Concrete | m
B | 31611 | Rubber Ring Joint - X Class CPT1600RJX (2.44) TITAN PIPE | 1 | each | =GetRate("DRA",$A1,2) | 0.40984 | =PRODUCT(C1*E1,F1) | =G1
B |  | Discount | =GetValue("Discount 30%",3) | % | =SubTotal(G1:G1) | 1 | =PRODUCT(C2*E2,F2) | =G2
B |  | Waste and Fixings | =GetValue("Waste 7.5%",3) | % | =SubTotal(G1:G2) | 1 | =PRODUCT(C3*E3,F3) | =G3
B |  | freight | 0.05 | % | =SubTotal(G1:G3) | 1 | =PRODUCT(C4*E4,F4) | =G4
B | 72849 | Rubber Rings - Large RR1600 R/RING CONCRETE | 1 | each | =GetRate("DRA",$A5,2) | 0.40984 | =PRODUCT(C5*E5,F5) | =G5
B |  | Discount | =GetValue("Discount 30%",3) | % | =SubTotal(G5:G5) | 1 | =PRODUCT(C6*E6,F6) | =G6
B |  | Waste and Fixings | =GetValue("Waste 7.5%",3) | % | =SubTotal(G5:G6) | 1 | =PRODUCT(C7*E7,F7) | =G7
B | GAP20 | General All Passing 20 | 1.95 | m3 | =GetRate("GEN1",$A8,2) | 1 | =PRODUCT(C8*E8,F8) | =G8
B |  | Discount | =GetValue("Discount 10%",3) | % | =SubTotal(G8:G8) | 1 | =PRODUCT(C9*E9,F9) | =G9
B |  | Waste and Fixings | =GetValue("Waste 12.5%",3) | % | =SubTotal(G8:G9) | 1 | =PRODUCT(C10*E10,F10) | =G10
B | Drainer | Drainlayer | 3.3 | hour | =GetRate("LAB1",$A11,2) | 1 | =PRODUCT(C11*E11,F11) | =G11
B | DrainLab | Drainlayers Labourer | 1.1 | hour | =GetRate("LAB1",$A12,2) | 1 | =PRODUCT(C12*E12,F12) | =G12
B | DrainEquip | Drainage Excavation and Compacting Equip | 1.1 | hour | =GetRate("RES1",$A13,2) | 1 | =PRODUCT(C13*E13,F13) | =G13
B |  | Margin | =GetValue("Builders margin",3) | % | =SubTotal(G1:G13) | 1 | =PRODUCT(C14*E14,F14) | =G14
B |  | Small sizes of concrete pipe - different manufacture process in North vs South IS
B | row 1 | Roller Compacted Pipe - North Island only
B | row 2 | Spun concrete pipe - South Island only
B |  | Use same ring for both
I | T29.06.055 | 1800mm dia | T29.06_DRA_Sewer Concrete | m
B | 31641 | Rubber Ring Joint - X Class CPT1800RJX (2.44) TITAN PIPE | 1 | each | =GetRate("DRA",$A1,2) | 0.40984 | =PRODUCT(C1*E1,F1) | =G1
B |  | Discount | =GetValue("Discount 30%",3) | % | =SubTotal(G1:G1) | 1 | =PRODUCT(C2*E2,F2) | =G2
B |  | Waste and Fixings | =GetValue("Waste 7.5%",3) | % | =SubTotal(G1:G2) | 1 | =PRODUCT(C3*E3,F3) | =G3
B |  | freight | 0.05 | % | =SubTotal(G1:G3) | 1 | =PRODUCT(C4*E4,F4) | =G4
B | 72853 | Rubber Rings - Large RR1800 R/RING CONCRETE | 1 | each | =GetRate("DRA",$A5,2) | 0.40984 | =PRODUCT(C5*E5,F5) | =G5
B |  | Discount | =GetValue("Discount 30%",3) | % | =SubTotal(G5:G5) | 1 | =PRODUCT(C6*E6,F6) | =G6
B |  | Waste and Fixings | =GetValue("Waste 7.5%",3) | % | =SubTotal(G5:G6) | 1 | =PRODUCT(C7*E7,F7) | =G7
B | GAP20 | General All Passing 20 | 2.26 | m3 | =GetRate("GEN1",$A8,2) | 1 | =PRODUCT(C8*E8,F8) | =G8
B |  | Discount | =GetValue("Discount 10%",3) | % | =SubTotal(G8:G8) | 1 | =PRODUCT(C9*E9,F9) | =G9
B |  | Waste and Fixings | =GetValue("Waste 12.5%",3) | % | =SubTotal(G8:G9) | 1 | =PRODUCT(C10*E10,F10) | =G10
B | Drainer | Drainlayer | 3.5 | hour | =GetRate("LAB1",$A11,2) | 1 | =PRODUCT(C11*E11,F11) | =G11
B | DrainLab | Drainlayers Labourer | 1.1667 | hour | =GetRate("LAB1",$A12,2) | 1 | =PRODUCT(C12*E12,F12) | =G12
B | DrainEquip | Drainage Excavation and Compacting Equip | 1.1667 | hour | =GetRate("RES1",$A13,2) | 1 | =PRODUCT(C13*E13,F13) | =G13
B |  | Margin | =GetValue("Builders margin",3) | % | =SubTotal(G1:G13) | 1 | =PRODUCT(C14*E14,F14) | =G14
B |  | Small sizes of concrete pipe - different manufacture process in North vs South IS
B | row 1 | Roller Compacted Pipe - North Island only
B | row 2 | Spun concrete pipe - South Island only
B |  | Use same ring for both
I | T29.06.058 | <b>Class 4 (Z) Pipe</b> | T29.06_DRA_Sewer Concrete
I | T29.06.061 | 225mm dia | T29.06_DRA_Sewer Concrete | m
B | 31066 | Rubber Ring Joint - Z Class RCP225.2000 RJZ TITAN PIPE | 1 | each | =GetRate("DRA",$A1,2) | 0.5 | =PRODUCT(C1*E1,F1) | =G1
B |  | Discount | =GetValue("Discount 30%",3) | % | =SubTotal(G1:G1) | 1 | =PRODUCT(C2*E2,F2) | =G2
B |  | Waste and Fixings | =GetValue("Waste 7.5%",3) | % | =SubTotal(G1:G2) | 1 | =PRODUCT(C3*E3,F3) | =G3
B |  | freight | 0.05 | % | =SubTotal(G1:G3) | 1 | =PRODUCT(C4*E4,F4) | =G4
B | 81440 | Rubber Rings - RCP Pipe RR225 RCP R/RING | 1 | each | =GetRate("DRA",$A5,2) | 0.5 | =PRODUCT(C5*E5,F5) | =G5
B |  | Discount | =GetValue("Discount 30%",3) | % | =SubTotal(G5:G5) | 1 | =PRODUCT(C6*E6,F6) | =G6
B |  | Waste and Fixings | =GetValue("Waste 7.5%",3) | % | =SubTotal(G5:G6) | 1 | =PRODUCT(C7*E7,F7) | =G7
B | GAP20 | General All Passing 20 | 0.19 | m3 | =GetRate("GEN1",$A8,2) | 1 | =PRODUCT(C8*E8,F8) | =G8
B |  | Discount | =GetValue("Discount 10%",3) | % | =SubTotal(G8:G8) | 1 | =PRODUCT(C9*E9,F9) | =G9
B |  | Waste and Fixings | =GetValue("Waste 12.5%",3) | % | =SubTotal(G8:G9) | 1 | =PRODUCT(C10*E10,F10) | =G10
B | Drainer | Drainlayer | 0.4 | hour | =GetRate("LAB1",$A11,2) | 1 | =PRODUCT(C11*E11,F11) | =G11
B | DrainLab | Drainlayers Labourer | 0.13333 | hour | =GetRate("LAB1",$A12,2) | 1 | =PRODUCT(C12*E12,F12) | =G12
B | DrainEquip | Drainage Excavation and Compacting Equip | 0.13333 | hour | =GetRate("RES1",$A13,2) | 1 | =PRODUCT(C13*E13,F13) | =G13
B |  | Margin | =GetValue("Builders margin",3) | % | =SubTotal(G1:G13) | 1 | =PRODUCT(C14*E14,F14) | =G14
I | T29.06.064 | 300mm dia | T29.06_DRA_Sewer Concrete | m
B | 31076 | Rubber Ring Joint - Z Class RCP300.2500 RJZ TITAN PIPE | 1 | each | =GetRate("DRA",$A1,2) | 0.4 | =PRODUCT(C1*E1,F1) | =G1
B |  | Discount | =GetValue("Discount 30%",3) | % | =SubTotal(G1:G1) | 1 | =PRODUCT(C2*E2,F2) | =G2
B |  | Waste and Fixings | =GetValue("Waste 7.5%",3) | % | =SubTotal(G1:G2) | 1 | =PRODUCT(C3*E3,F3) | =G3
B |  | freight | 0.05 | % | =SubTotal(G1:G3) | 1 | =PRODUCT(C4*E4,F4) | =G4
B | 81441 | Rubber Rings - RCP Pipe RR300 RCP R/RING | 1 | each | =GetRate("DRA",$A5,2) | 0.4 | =PRODUCT(C5*E5,F5) | =G5
B |  | Discount | =GetValue("Discount 30%",3) | % | =SubTotal(G5:G5) | 1 | =PRODUCT(C6*E6,F6) | =G6
B |  | Waste and Fixings | =GetValue("Waste 7.5%",3) | % | =SubTotal(G5:G6) | 1 | =PRODUCT(C7*E7,F7) | =G7
B | GAP20 | General All Passing 20 | 0.31 | m3 | =GetRate("GEN1",$A8,2) | 1 | =PRODUCT(C8*E8,F8) | =G8
B |  | Discount | =GetValue("Discount 10%",3) | % | =SubTotal(G8:G8) | 1 | =PRODUCT(C9*E9,F9) | =G9
B |  | Waste and Fixings | =GetValue("Waste 12.5%",3) | % | =SubTotal(G8:G9) | 1 | =PRODUCT(C10*E10,F10) | =G10
B | Drainer | Drainlayer | 0.5 | hour | =GetRate("LAB1",$A11,2) | 1 | =PRODUCT(C11*E11,F11) | =G11
B | DrainLab | Drainlayers Labourer | 0.16667 | hour | =GetRate("LAB1",$A12,2) | 1 | =PRODUCT(C12*E12,F12) | =G12
B | DrainEquip | Drainage Excavation and Compacting Equip | 0.16667 | hour | =GetRate("RES1",$A13,2) | 1 | =PRODUCT(C13*E13,F13) | =G13
B |  | Margin | =GetValue("Builders margin",3) | % | =SubTotal(G1:G13) | 1 | =PRODUCT(C14*E14,F14) | =G14
B |  | Small sizes of concrete pipe - different manufacture process in North vs South IS
B |  | Roller Compacted Pipe - North Island only
B |  | Spun concrete pipe - South Island only
I | T29.06.067 | 375mm dia | T29.06_DRA_Sewer Concrete | m
B | 31116 | Rubber Ring Joint - Z Class RCP375.2500 RJZ TITAN PIPE | 1 | each | =GetRate("DRA",$A1,2) | 0.4 | =PRODUCT(C1*E1,F1) | =G1
B |  | Discount | =GetValue("Discount 30%",3) | % | =SubTotal(G1:G1) | 1 | =PRODUCT(C2*E2,F2) | =G2
B |  | Waste and Fixings | =GetValue("Waste 7.5%",3) | % | =SubTotal(G1:G2) | 1 | =PRODUCT(C3*E3,F3) | =G3
B |  | freight | 0.05 | % | =SubTotal(G1:G3) | 1 | =PRODUCT(C4*E4,F4) | =G4
B | 81442 | Rubber Rings - RCP Pipe RR375 RCP R/RING | 1 | each | =GetRate("DRA",$A5,2) | 0.4 | =PRODUCT(C5*E5,F5) | =G5
B |  | Discount | =GetValue("Discount 30%",3) | % | =SubTotal(G5:G5) | 1 | =PRODUCT(C6*E6,F6) | =G6
B |  | Waste and Fixings | =GetValue("Waste 7.5%",3) | % | =SubTotal(G5:G6) | 1 | =PRODUCT(C7*E7,F7) | =G7
B | GAP20 | General All Passing 20 | 0.35 | m3 | =GetRate("GEN1",$A8,2) | 1 | =PRODUCT(C8*E8,F8) | =G8
B |  | Discount | =GetValue("Discount 10%",3) | % | =SubTotal(G8:G8) | 1 | =PRODUCT(C9*E9,F9) | =G9
B |  | Waste and Fixings | =GetValue("Waste 12.5%",3) | % | =SubTotal(G8:G9) | 1 | =PRODUCT(C10*E10,F10) | =G10
B | Drainer | Drainlayer | 0.55 | hour | =GetRate("LAB1",$A11,2) | 1 | =PRODUCT(C11*E11,F11) | =G11
B | DrainLab | Drainlayers Labourer | 0.18333 | hour | =GetRate("LAB1",$A12,2) | 1 | =PRODUCT(C12*E12,F12) | =G12
B | DrainEquip | Drainage Excavation and Compacting Equip | 0.18333 | hour | =GetRate("RES1",$A13,2) | 1 | =PRODUCT(C13*E13,F13) | =G13
B |  | Margin | =GetValue("Builders margin",3) | % | =SubTotal(G1:G13) | 1 | =PRODUCT(C14*E14,F14) | =G14
B |  | Small sizes of concrete pipe - different manufacture process in North vs South IS
B | row 1 | Roller Compacted Pipe - North Island only
B | row 2 | Spun concrete pipe - South Island only
B |  | Use same ring for both
I | T29.06.070 | 450mm dia | T29.06_DRA_Sewer Concrete | m
B | 31126 | Rubber Ring Joint - Z Class RCP450.2500 RJZ TITAN PIPE | 1 | each | =GetRate("DRA",$A1,2) | 0.4 | =PRODUCT(C1*E1,F1) | =G1
B |  | Discount | =GetValue("Discount 30%",3) | % | =SubTotal(G1:G1) | 1 | =PRODUCT(C2*E2,F2) | =G2
B |  | Waste and Fixings | =GetValue("Waste 2.5%",3) | % | =SubTotal(G1:G2) | 1 | =PRODUCT(C3*E3,F3) | =G3
B |  | freight | 0.05 | % | =SubTotal(G1:G3) | 1 | =PRODUCT(C4*E4,F4) | =G4
B | 81443 | Rubber Rings - RCP Pipe RR450 RCP R/RING | 1 | each | =GetRate("DRA",$A5,2) | 0.4 | =PRODUCT(C5*E5,F5) | =G5
B |  | Discount | =GetValue("Discount 30%",3) | % | =SubTotal(G5:G5) | 1 | =PRODUCT(C6*E6,F6) | =G6
B |  | Waste and Fixings | =GetValue("Waste 2.5%",3) | % | =SubTotal(G5:G6) | 1 | =PRODUCT(C7*E7,F7) | =G7
B | GAP20 | General All Passing 20 | 0.43 | m3 | =GetRate("GEN1",$A8,2) | 1 | =PRODUCT(C8*E8,F8) | =G8
B |  | Discount | =GetValue("Discount 10%",3) | % | =SubTotal(G8:G8) | 1 | =PRODUCT(C9*E9,F9) | =G9
B |  | Waste and Fixings | =GetValue("Waste 12.5%",3) | % | =SubTotal(G8:G9) | 1 | =PRODUCT(C10*E10,F10) | =G10
B | Drainer | Drainlayer | 0.75 | hour | =GetRate("LAB1",$A11,2) | 1 | =PRODUCT(C11*E11,F11) | =G11
B | DrainLab | Drainlayers Labourer | 0.25 | hour | =GetRate("LAB1",$A12,2) | 1 | =PRODUCT(C12*E12,F12) | =G12
B | DrainEquip | Drainage Excavation and Compacting Equip | 0.25 | hour | =GetRate("RES1",$A13,2) | 1 | =PRODUCT(C13*E13,F13) | =G13
B |  | Margin | =GetValue("Builders margin",3) | % | =SubTotal(G1:G13) | 1 | =PRODUCT(C14*E14,F14) | =G14
B |  | Small sizes of concrete pipe - different manufacture process in North vs South IS
B | row 1 | Roller Compacted Pipe - North Island only
B | row 2 | Spun concrete pipe - South Island only
B |  | Use same ring for both
I | T29.06.073 | 525mm dia | T29.06_DRA_Sewer Concrete | m
B | 31376 | Rubber Ring Joint - Z Class RCP525.2500 RJZ TITAN PIPE | 1 | each | =GetRate("DRA",$A1,2) | 0.4 | =PRODUCT(C1*E1,F1) | =G1
B |  | Discount | =GetValue("Discount 30%",3) | % | =SubTotal(G1:G1) | 1 | =PRODUCT(C2*E2,F2) | =G2
B |  | Waste and Fixings | =GetValue("Waste 7.5%",3) | % | =SubTotal(G1:G2) | 1 | =PRODUCT(C3*E3,F3) | =G3
B |  | freight | 0.05 | % | =SubTotal(G1:G3) | 1 | =PRODUCT(C4*E4,F4) | =G4
B | 81444 | Rubber Rings - RCP Pipe RR525 RCP R/RING | 1 | each | =GetRate("DRA",$A5,2) | 0.4 | =PRODUCT(C5*E5,F5) | =G5
B |  | Discount | =GetValue("Discount 30%",3) | % | =SubTotal(G5:G5) | 1 | =PRODUCT(C6*E6,F6) | =G6
B |  | Waste and Fixings | =GetValue("Waste 7.5%",3) | % | =SubTotal(G5:G6) | 1 | =PRODUCT(C7*E7,F7) | =G7
B | GAP20 | General All Passing 20 | 0.51 | m3 | =GetRate("GEN1",$A8,2) | 1 | =PRODUCT(C8*E8,F8) | =G8
B |  | Discount | =GetValue("Discount 10%",3) | % | =SubTotal(G8:G8) | 1 | =PRODUCT(C9*E9,F9) | =G9
B |  | Waste and Fixings | =GetValue("Waste 12.5%",3) | % | =SubTotal(G8:G9) | 1 | =PRODUCT(C10*E10,F10) | =G10
B | Drainer | Drainlayer | 0.95 | hour | =GetRate("LAB1",$A11,2) | 1 | =PRODUCT(C11*E11,F11) | =G11
B | DrainLab | Drainlayers Labourer | 0.31667 | hour | =GetRate("LAB1",$A12,2) | 1 | =PRODUCT(C12*E12,F12) | =G12
B | DrainEquip | Drainage Excavation and Compacting Equip | 0.31667 | hour | =GetRate("RES1",$A13,2) | 1 | =PRODUCT(C13*E13,F13) | =G13
B |  | Margin | =GetValue("Builders margin",3) | % | =SubTotal(G1:G13) | 1 | =PRODUCT(C14*E14,F14) | =G14
B |  | Small sizes of concrete pipe - different manufacture process in North vs South IS
B | row 1 | Roller Compacted Pipe - North Island only
B | row 2 | Spun concrete pipe - South Island only
B |  | Use same ring for both
I | T29.06.076 | 600mm dia | T29.06_DRA_Sewer Concrete | m
B | 31406 | Rubber Ring Joint - Z Class RCP600.2500 RJZ TITAN PIPE | 1 | each | =GetRate("DRA",$A1,2) | 0.4 | =PRODUCT(C1*E1,F1) | =G1
B |  | Discount | =GetValue("Discount 30%",3) | % | =SubTotal(G1:G1) | 1 | =PRODUCT(C2*E2,F2) | =G2
B |  | Waste and Fixings | =GetValue("Waste 7.5%",3) | % | =SubTotal(G1:G2) | 1 | =PRODUCT(C3*E3,F3) | =G3
B |  | freight | 0.05 | % | =SubTotal(G1:G3) | 1 | =PRODUCT(C4*E4,F4) | =G4
B | 81445 | Rubber Rings - RCP Pipe RR600 RCP R/RING | 1 | each | =GetRate("DRA",$A5,2) | 0.4 | =PRODUCT(C5*E5,F5) | =G5
B |  | Discount | =GetValue("Discount 30%",3) | % | =SubTotal(G5:G5) | 1 | =PRODUCT(C6*E6,F6) | =G6
B |  | Waste and Fixings | =GetValue("Waste 7.5%",3) | % | =SubTotal(G5:G6) | 1 | =PRODUCT(C7*E7,F7) | =G7
B | GAP20 | General All Passing 20 | 0.6 | m3 | =GetRate("GEN1",$A8,2) | 1 | =PRODUCT(C8*E8,F8) | =G8
B |  | Discount | =GetValue("Discount 10%",3) | % | =SubTotal(G8:G8) | 1 | =PRODUCT(C9*E9,F9) | =G9
B |  | Waste and Fixings | =GetValue("Waste 12.5%",3) | % | =SubTotal(G8:G9) | 1 | =PRODUCT(C10*E10,F10) | =G10
B | Drainer | Drainlayer | 1.1 | hour | =GetRate("LAB1",$A11,2) | 1 | =PRODUCT(C11*E11,F11) | =G11
B | DrainLab | Drainlayers Labourer | 0.36667 | hour | =GetRate("LAB1",$A12,2) | 1 | =PRODUCT(C12*E12,F12) | =G12
B | DrainEquip | Drainage Excavation and Compacting Equip | 0.36667 | hour | =GetRate("RES1",$A13,2) | 1 | =PRODUCT(C13*E13,F13) | =G13
B |  | Margin | =GetValue("Builders margin",3) | % | =SubTotal(G1:G13) | 1 | =PRODUCT(C14*E14,F14) | =G14
B |  | Small sizes of concrete pipe - different manufacture process in North vs South IS
B | row 1 | Roller Compacted Pipe - North Island only
B | row 2 | Spun concrete pipe - South Island only
B |  | Use same ring for both
I | T29.06.079 | 675mm dia | T29.06_DRA_Sewer Concrete | m
B | 31433 | Rubber Ring Joint - Z Class CPT675RJZ (2.44) TITAN PIPE | 1 | each | =GetRate("DRA",$A1,2) | 0.40984 | =PRODUCT(C1*E1,F1) | =G1
B |  | Discount | =GetValue("Discount 30%",3) | % | =SubTotal(G1:G1) | 1 | =PRODUCT(C2*E2,F2) | =G2
B |  | Waste and Fixings | =GetValue("Waste 7.5%",3) | % | =SubTotal(G1:G2) | 1 | =PRODUCT(C3*E3,F3) | =G3
B |  | freight | 0.05 | % | =SubTotal(G1:G3) | 1 | =PRODUCT(C4*E4,F4) | =G4
B | 72828 | Rubber Rings - Medium RR675 R/RING CONCRETE | 1 | each | =GetRate("DRA",$A5,2) | 0.40984 | =PRODUCT(C5*E5,F5) | =G5
B |  | Discount | =GetValue("Discount 30%",3) | % | =SubTotal(G5:G5) | 1 | =PRODUCT(C6*E6,F6) | =G6
B |  | Waste and Fixings | =GetValue("Waste 7.5%",3) | % | =SubTotal(G5:G6) | 1 | =PRODUCT(C7*E7,F7) | =G7
B | GAP20 | General All Passing 20 | 0.7 | m3 | =GetRate("GEN1",$A8,2) | 1 | =PRODUCT(C8*E8,F8) | =G8
B |  | Discount | =GetValue("Discount 10%",3) | % | =SubTotal(G8:G8) | 1 | =PRODUCT(C9*E9,F9) | =G9
B |  | Waste and Fixings | =GetValue("Waste 12.5%",3) | % | =SubTotal(G8:G9) | 1 | =PRODUCT(C10*E10,F10) | =G10
B | Drainer | Drainlayer | 1.35 | hour | =GetRate("LAB1",$A11,2) | 1 | =PRODUCT(C11*E11,F11) | =G11
B | DrainLab | Drainlayers Labourer | 0.45 | hour | =GetRate("LAB1",$A12,2) | 1 | =PRODUCT(C12*E12,F12) | =G12
B | DrainEquip | Drainage Excavation and Compacting Equip | 0.45 | hour | =GetRate("RES1",$A13,2) | 1 | =PRODUCT(C13*E13,F13) | =G13
B |  | Margin | =GetValue("Builders margin",3) | % | =SubTotal(G1:G13) | 1 | =PRODUCT(C14*E14,F14) | =G14
B |  | Small sizes of concrete pipe - different manufacture process in North vs South IS
B | row 1 | Roller Compacted Pipe - North Island only
B | row 2 | Spun concrete pipe - South Island only
B |  | Use same ring for both
I | T29.06.082 | 750mm dia | T29.06_DRA_Sewer Concrete | m
B | 31463 | CPT750RJZ J2 (2.44) TITAN PIPE | 1 | each | =GetRate("DRA",$A1,2) | 0.40984 | =PRODUCT(C1*E1,F1) | =G1
B |  | Discount | =GetValue("Discount 30%",3) | % | =SubTotal(G1:G1) | 1 | =PRODUCT(C2*E2,F2) | =G2
B |  | Waste and Fixings | =GetValue("Waste 7.5%",3) | % | =SubTotal(G1:G2) | 1 | =PRODUCT(C3*E3,F3) | =G3
B |  | freight | 0.05 | % | =SubTotal(G1:G3) | 1 | =PRODUCT(C4*E4,F4) | =G4
B | 72831 | Rubber Rings - Medium RR750 R/RING CONCRETE | 1 | each | =GetRate("DRA",$A5,2) | 0.40984 | =PRODUCT(C5*E5,F5) | =G5
B |  | Discount | =GetValue("Discount 30%",3) | % | =SubTotal(G5:G5) | 1 | =PRODUCT(C6*E6,F6) | =G6
B |  | Waste and Fixings | =GetValue("Waste 7.5%",3) | % | =SubTotal(G5:G6) | 1 | =PRODUCT(C7*E7,F7) | =G7
B | GAP20 | General All Passing 20 | 0.8 | m3 | =GetRate("GEN1",$A8,2) | 1 | =PRODUCT(C8*E8,F8) | =G8
B |  | Discount | =GetValue("Discount 10%",3) | % | =SubTotal(G8:G8) | 1 | =PRODUCT(C9*E9,F9) | =G9
B |  | Waste and Fixings | =GetValue("Waste 12.5%",3) | % | =SubTotal(G8:G9) | 1 | =PRODUCT(C10*E10,F10) | =G10
B | Drainer | Drainlayer | 1.55 | hour | =GetRate("LAB1",$A11,2) | 1 | =PRODUCT(C11*E11,F11) | =G11
B | DrainLab | Drainlayers Labourer | 0.51667 | hour | =GetRate("LAB1",$A12,2) | 1 | =PRODUCT(C12*E12,F12) | =G12
B | DrainEquip | Drainage Excavation and Compacting Equip | 0.51667 | hour | =GetRate("RES1",$A13,2) | 1 | =PRODUCT(C13*E13,F13) | =G13
B |  | Margin | =GetValue("Builders margin",3) | % | =SubTotal(G1:G13) | 1 | =PRODUCT(C14*E14,F14) | =G14
I | T29.06.085 | 825mm dia | T29.06_DRA_Sewer Concrete | m
B | 31473 | Rubber Ring Joint - Z Class CPT825RJZ (2.44) TITAN PIPE | 1 | each | =GetRate("DRA",$A1,2) | 0.40984 | =PRODUCT(C1*E1,F1) | =G1
B |  | Discount | =GetValue("Discount 30%",3) | % | =SubTotal(G1:G1) | 1 | =PRODUCT(C2*E2,F2) | =G2
B |  | Waste and Fixings | =GetValue("Waste 7.5%",3) | % | =SubTotal(G1:G2) | 1 | =PRODUCT(C3*E3,F3) | =G3
B |  | freight | 0.05 | % | =SubTotal(G1:G3) | 1 | =PRODUCT(C4*E4,F4) | =G4
B | 72834 | Rubber Rings - Medium RR825 R/RING CONCRETE | 1 | each | =GetRate("DRA",$A5,2) | 0.40984 | =PRODUCT(C5*E5,F5) | =G5
B |  | Discount | =GetValue("Discount 30%",3) | % | =SubTotal(G5:G5) | 1 | =PRODUCT(C6*E6,F6) | =G6
B |  | Waste and Fixings | =GetValue("Waste 7.5%",3) | % | =SubTotal(G5:G6) | 1 | =PRODUCT(C7*E7,F7) | =G7
B | GAP20 | General All Passing 20 | 0.91 | m3 | =GetRate("GEN1",$A8,2) | 1 | =PRODUCT(C8*E8,F8) | =G8
B |  | Discount | =GetValue("Discount 10%",3) | % | =SubTotal(G8:G8) | 1 | =PRODUCT(C9*E9,F9) | =G9
B |  | Waste and Fixings | =GetValue("Waste 12.5%",3) | % | =SubTotal(G8:G9) | 1 | =PRODUCT(C10*E10,F10) | =G10
B | Drainer | Drainlayer | 1.75 | hour | =GetRate("LAB1",$A11,2) | 1 | =PRODUCT(C11*E11,F11) | =G11
B | DrainLab | Drainlayers Labourer | 0.58333 | hour | =GetRate("LAB1",$A12,2) | 1 | =PRODUCT(C12*E12,F12) | =G12
B | DrainEquip | Drainage Excavation and Compacting Equip | 0.58333 | hour | =GetRate("RES1",$A13,2) | 1 | =PRODUCT(C13*E13,F13) | =G13
B |  | Margin | =GetValue("Builders margin",3) | % | =SubTotal(G1:G13) | 1 | =PRODUCT(C14*E14,F14) | =G14
I | T29.06.088 | 900mm dia | T29.06_DRA_Sewer Concrete | m
B | 31493 | Rubber Ring Joint - Z Class CPT900RJZ (2.44) TITAN PIPE | 1 | each | =GetRate("DRA",$A1,2) | 0.40984 | =PRODUCT(C1*E1,F1) | =G1
B |  | Discount | =GetValue("Discount 30%",3) | % | =SubTotal(G1:G1) | 1 | =PRODUCT(C2*E2,F2) | =G2
B |  | Waste and Fixings | =GetValue("Waste 7.5%",3) | % | =SubTotal(G1:G2) | 1 | =PRODUCT(C3*E3,F3) | =G3
B |  | freight | 0.05 | % | =SubTotal(G1:G3) | 1 | =PRODUCT(C4*E4,F4) | =G4
B | 72836 | Rubber Rings - Medium RR900 R/RING CONCRETE | 1 | each | =GetRate("DRA",$A5,2) | 0.40984 | =PRODUCT(C5*E5,F5) | =G5
B |  | Discount | =GetValue("Discount 30%",3) | % | =SubTotal(G5:G5) | 1 | =PRODUCT(C6*E6,F6) | =G6
B |  | Waste and Fixings | =GetValue("Waste 7.5%",3) | % | =SubTotal(G5:G6) | 1 | =PRODUCT(C7*E7,F7) | =G7
B | GAP20 | General All Passing 20 | 1.02 | m3 | =GetRate("GEN1",$A8,2) | 1 | =PRODUCT(C8*E8,F8) | =G8
B |  | Discount | =GetValue("Discount 10%",3) | % | =SubTotal(G8:G8) | 1 | =PRODUCT(C9*E9,F9) | =G9
B |  | Waste and Fixings | =GetValue("Waste 12.5%",3) | % | =SubTotal(G8:G9) | 1 | =PRODUCT(C10*E10,F10) | =G10
B | Drainer | Drainlayer | 1.95 | hour | =GetRate("LAB1",$A11,2) | 1 | =PRODUCT(C11*E11,F11) | =G11
B | DrainLab | Drainlayers Labourer | 0.65 | hour | =GetRate("LAB1",$A12,2) | 1 | =PRODUCT(C12*E12,F12) | =G12
B | DrainEquip | Drainage Excavation and Compacting Equip | 0.65 | hour | =GetRate("RES1",$A13,2) | 1 | =PRODUCT(C13*E13,F13) | =G13
B |  | Margin | =GetValue("Builders margin",3) | % | =SubTotal(G1:G13) | 1 | =PRODUCT(C14*E14,F14) | =G14
I | T29.06.091 | 1050mm dia | T29.06_DRA_Sewer Concrete | m
B | 31533 | Rubber Ring Joint - Z Class CPT1050RJZ (2.44) TITAN PIPE | 1 | each | =GetRate("DRA",$A1,2) | 0.40984 | =PRODUCT(C1*E1,F1) | =G1
B |  | Discount | =GetValue("Discount 30%",3) | % | =SubTotal(G1:G1) | 1 | =PRODUCT(C2*E2,F2) | =G2
B |  | Waste and Fixings | =GetValue("Waste 7.5%",3) | % | =SubTotal(G1:G2) | 1 | =PRODUCT(C3*E3,F3) | =G3
B |  | freight | 0.05 | % | =SubTotal(G1:G3) | 1 | =PRODUCT(C4*E4,F4) | =G4
B | 72841 | Rubber Rings - Medium RR1050 R/RING CONCRETE | 1 | each | =GetRate("DRA",$A5,2) | 0.40984 | =PRODUCT(C5*E5,F5) | =G5
B |  | Discount | =GetValue("Discount 30%",3) | % | =SubTotal(G5:G5) | 1 | =PRODUCT(C6*E6,F6) | =G6
B |  | Waste and Fixings | =GetValue("Waste 7.5%",3) | % | =SubTotal(G5:G6) | 1 | =PRODUCT(C7*E7,F7) | =G7
B | GAP20 | General All Passing 20 | 1.14 | m3 | =GetRate("GEN1",$A8,2) | 1 | =PRODUCT(C8*E8,F8) | =G8
B |  | Discount | =GetValue("Discount 10%",3) | % | =SubTotal(G8:G8) | 1 | =PRODUCT(C9*E9,F9) | =G9
B |  | Waste and Fixings | =GetValue("Waste 12.5%",3) | % | =SubTotal(G8:G9) | 1 | =PRODUCT(C10*E10,F10) | =G10
B | Drainer | Drainlayer | 2.5 | hour | =GetRate("LAB1",$A11,2) | 1 | =PRODUCT(C11*E11,F11) | =G11
B | DrainLab | Drainlayers Labourer | 0.83333 | hour | =GetRate("LAB1",$A12,2) | 1 | =PRODUCT(C12*E12,F12) | =G12
B | DrainEquip | Drainage Excavation and Compacting Equip | 0.83333 | hour | =GetRate("RES1",$A13,2) | 1 | =PRODUCT(C13*E13,F13) | =G13
B |  | Margin | =GetValue("Builders margin",3) | % | =SubTotal(G1:G13) | 1 | =PRODUCT(C14*E14,F14) | =G14
I | T29.06.094 | 1200mm dia | T29.06_DRA_Sewer Concrete | m
B | 31583 | Rubber Ring Joint - Z Class CPT1200RJZ J2 (2.44) TITAN PIPE | 1 | each | =GetRate("DRA",$A1,2) | 0.40984 | =PRODUCT(C1*E1,F1) | =G1
B |  | Discount | =GetValue("Discount 30%",3) | % | =SubTotal(G1:G1) | 1 | =PRODUCT(C2*E2,F2) | =G2
B |  | Waste and Fixings | =GetValue("Waste 7.5%",3) | % | =SubTotal(G1:G2) | 1 | =PRODUCT(C3*E3,F3) | =G3
B |  | freight | 0.05 | % | =SubTotal(G1:G3) | 1 | =PRODUCT(C4*E4,F4) | =G4
B | 72843 | Rubber Rings - Medium RR1200 R/RING CONCRETE | 1 | each | =GetRate("DRA",$A5,2) | 0.40984 | =PRODUCT(C5*E5,F5) | =G5
B |  | Discount | =GetValue("Discount 30%",3) | % | =SubTotal(G5:G5) | 1 | =PRODUCT(C6*E6,F6) | =G6
B |  | Waste and Fixings | =GetValue("Waste 7.5%",3) | % | =SubTotal(G5:G6) | 1 | =PRODUCT(C7*E7,F7) | =G7
B | GAP20 | General All Passing 20 | 1.39 | m3 | =GetRate("GEN1",$A8,2) | 1 | =PRODUCT(C8*E8,F8) | =G8
B |  | Discount | =GetValue("Discount 10%",3) | % | =SubTotal(G8:G8) | 1 | =PRODUCT(C9*E9,F9) | =G9
B |  | Waste and Fixings | =GetValue("Waste 12.5%",3) | % | =SubTotal(G8:G9) | 1 | =PRODUCT(C10*E10,F10) | =G10
B | Drainer | Drainlayer | 2.8 | hour | =GetRate("LAB1",$A11,2) | 1 | =PRODUCT(C11*E11,F11) | =G11
B | DrainLab | Drainlayers Labourer | 0.93333 | hour | =GetRate("LAB1",$A12,2) | 1 | =PRODUCT(C12*E12,F12) | =G12
B | DrainEquip | Drainage Excavation and Compacting Equip | 0.93333 | hour | =GetRate("RES1",$A13,2) | 1 | =PRODUCT(C13*E13,F13) | =G13
B |  | Margin | =GetValue("Builders margin",3) | % | =SubTotal(G1:G13) | 1 | =PRODUCT(C14*E14,F14) | =G14
B |  | Small sizes of concrete pipe - different manufacture process in North vs South IS
B | row 1 | Roller Compacted Pipe - North Island only
B | row 2 | Spun concrete pipe - South Island only
B |  | Use same ring for both
I | T29.06.097 | 1350mm dia | T29.06_DRA_Sewer Concrete | m
B | 31593 | Rubber Ring Joint - Z Class CPT1350RJZ (2.44) TITAN PIPE | 1 | each | =GetRate("DRA",$A1,2) | 0.40984 | =PRODUCT(C1*E1,F1) | =G1
B |  | Discount | =GetValue("Discount 30%",3) | % | =SubTotal(G1:G1) | 1 | =PRODUCT(C2*E2,F2) | =G2
B |  | Waste and Fixings | =GetValue("Waste 7.5%",3) | % | =SubTotal(G1:G2) | 1 | =PRODUCT(C3*E3,F3) | =G3
B |  | freight | 0.05 | % | =SubTotal(G1:G3) | 1 | =PRODUCT(C4*E4,F4) | =G4
B | 72846 | Rubber Rings - Large RR1350 R/RING CONCRETE | 1 | each | =GetRate("DRA",$A5,2) | 0.40984 | =PRODUCT(C5*E5,F5) | =G5
B |  | Discount | =GetValue("Discount 30%",3) | % | =SubTotal(G5:G5) | 1 | =PRODUCT(C6*E6,F6) | =G6
B |  | Waste and Fixings | =GetValue("Waste 7.5%",3) | % | =SubTotal(G5:G6) | 1 | =PRODUCT(C7*E7,F7) | =G7
B | GAP20 | General All Passing 20 | 1.6 | m3 | =GetRate("GEN1",$A8,2) | 1 | =PRODUCT(C8*E8,F8) | =G8
B |  | Discount | =GetValue("Discount 10%",3) | % | =SubTotal(G8:G8) | 1 | =PRODUCT(C9*E9,F9) | =G9
B |  | Waste and Fixings | =GetValue("Waste 12.5%",3) | % | =SubTotal(G8:G9) | 1 | =PRODUCT(C10*E10,F10) | =G10
B | Drainer | Drainlayer | 3.1 | hour | =GetRate("LAB1",$A11,2) | 1 | =PRODUCT(C11*E11,F11) | =G11
B | DrainLab | Drainlayers Labourer | 1.0333 | hour | =GetRate("LAB1",$A12,2) | 1 | =PRODUCT(C12*E12,F12) | =G12
B | DrainEquip | Drainage Excavation and Compacting Equip | 1.0333 | hour | =GetRate("RES1",$A13,2) | 1 | =PRODUCT(C13*E13,F13) | =G13
B |  | Margin | =GetValue("Builders margin",3) | % | =SubTotal(G1:G13) | 1 | =PRODUCT(C14*E14,F14) | =G14
I | T29.06.100 | 1600mm dia | T29.06_DRA_Sewer Concrete | m
B | 31613 | Rubber Ring Joint - Z Class CPT1600RJZ (2.44) TITAN PIPE | 1 | each | =GetRate("DRA",$A1,2) | 0.40984 | =PRODUCT(C1*E1,F1) | =G1
B |  | Discount | =GetValue("Discount 30%",3) | % | =SubTotal(G1:G1) | 1 | =PRODUCT(C2*E2,F2) | =G2
B |  | Waste and Fixings | =GetValue("Waste 7.5%",3) | % | =SubTotal(G1:G2) | 1 | =PRODUCT(C3*E3,F3) | =G3
B |  | freight | 0.05 | % | =SubTotal(G1:G3) | 1 | =PRODUCT(C4*E4,F4) | =G4
B | 72849 | Rubber Rings - Large RR1600 R/RING CONCRETE | 1 | each | =GetRate("DRA",$A5,2) | 0.40984 | =PRODUCT(C5*E5,F5) | =G5
B |  | Discount | =GetValue("Discount 30%",3) | % | =SubTotal(G5:G5) | 1 | =PRODUCT(C6*E6,F6) | =G6
B |  | Waste and Fixings | =GetValue("Waste 7.5%",3) | % | =SubTotal(G5:G6) | 1 | =PRODUCT(C7*E7,F7) | =G7
B | GAP20 | General All Passing 20 | 1.95 | m3 | =GetRate("GEN1",$A8,2) | 1 | =PRODUCT(C8*E8,F8) | =G8
B |  | Discount | =GetValue("Discount 10%",3) | % | =SubTotal(G8:G8) | 1 | =PRODUCT(C9*E9,F9) | =G9
B |  | Waste and Fixings | =GetValue("Waste 12.5%",3) | % | =SubTotal(G8:G9) | 1 | =PRODUCT(C10*E10,F10) | =G10
B | Drainer | Drainlayer | 3.3 | hour | =GetRate("LAB1",$A11,2) | 1 | =PRODUCT(C11*E11,F11) | =G11
B | DrainLab | Drainlayers Labourer | 1.1 | hour | =GetRate("LAB1",$A12,2) | 1 | =PRODUCT(C12*E12,F12) | =G12
B | DrainEquip | Drainage Excavation and Compacting Equip | 1.1 | hour | =GetRate("RES1",$A13,2) | 1 | =PRODUCT(C13*E13,F13) | =G13
B |  | Margin | =GetValue("Builders margin",3) | % | =SubTotal(G1:G13) | 1 | =PRODUCT(C14*E14,F14) | =G14
I | T29.06.103 | 1800mm dia | T29.06_DRA_Sewer Concrete | m
B | 31643 | Rubber Ring Joint - Z Class CPT1800RJZ (2.44) TITAN PIPE | 1 | each | =GetRate("DRA",$A1,2) | 0.40984 | =PRODUCT(C1*E1,F1) | =G1
B |  | Discount | =GetValue("Discount 30%",3) | % | =SubTotal(G1:G1) | 1 | =PRODUCT(C2*E2,F2) | =G2
B |  | Waste and Fixings | =GetValue("Waste 7.5%",3) | % | =SubTotal(G1:G2) | 1 | =PRODUCT(C3*E3,F3) | =G3
B |  | freight | 0.05 | % | =SubTotal(G1:G3) | 1 | =PRODUCT(C4*E4,F4) | =G4
B | 72853 | Rubber Rings - Large RR1800 R/RING CONCRETE | 1 | each | =GetRate("DRA",$A5,2) | 0.40984 | =PRODUCT(C5*E5,F5) | =G5
B |  | Discount | =GetValue("Discount 30%",3) | % | =SubTotal(G5:G5) | 1 | =PRODUCT(C6*E6,F6) | =G6
B |  | Waste and Fixings | =GetValue("Waste 7.5%",3) | % | =SubTotal(G5:G6) | 1 | =PRODUCT(C7*E7,F7) | =G7
B | GAP20 | General All Passing 20 | 2.26 | m3 | =GetRate("GEN1",$A8,2) | 1 | =PRODUCT(C8*E8,F8) | =G8
B |  | Discount | =GetValue("Discount 10%",3) | % | =SubTotal(G8:G8) | 1 | =PRODUCT(C9*E9,F9) | =G9
B |  | Waste and Fixings | =GetValue("Waste 12.5%",3) | % | =SubTotal(G8:G9) | 1 | =PRODUCT(C10*E10,F10) | =G10
B | Drainer | Drainlayer | 3.5 | hour | =GetRate("LAB1",$A11,2) | 1 | =PRODUCT(C11*E11,F11) | =G11
B | DrainLab | Drainlayers Labourer | 1.1667 | hour | =GetRate("LAB1",$A12,2) | 1 | =PRODUCT(C12*E12,F12) | =G12
B | DrainEquip | Drainage Excavation and Compacting Equip | 1.1667 | hour | =GetRate("RES1",$A13,2) | 1 | =PRODUCT(C13*E13,F13) | =G13
B |  | Margin | =GetValue("Builders margin",3) | % | =SubTotal(G1:G13) | 1 | =PRODUCT(C14*E14,F14) | =G14
B |  | Small sizes of concrete pipe - different manufacture process in North vs South IS
B | row 1 | Roller Compacted Pipe - North Island only
B | row 2 | Spun concrete pipe - South Island only
B |  | Use same ring for both
I | T29.06.106 | <b>Flush Jointed Concrete Pipe,</b> sealed with external bands and laid in trench, not exceeding 1.5m total depth | T29.06_DRA_Sewer Concrete
I | T29.06.109 | <b>Class 2 (X) Pipe</b> | T29.06_DRA_Sewer Concrete
I | T29.06.112 | 600mm dia | T29.06_DRA_Sewer Concrete | m
B | 32241 | Flush Joint - X Class CPT600FJX (2.44) TITAN PIPE | 1 | each | =GetRate("DRA",$A1,2) | 0.40984 | =PRODUCT(C1*E1,F1) | =G1
B |  | Discount | =GetValue("Discount 30%",3) | % | =SubTotal(G1:G1) | 1 | =PRODUCT(C2*E2,F2) | =G2
B |  | Waste and Fixings | =GetValue("Waste 7.5%",3) | % | =SubTotal(G1:G2) | 1 | =PRODUCT(C3*E3,F3) | =G3
B |  | freight | 0.05 | % | =SubTotal(G1:G3) | 1 | =PRODUCT(C4*E4,F4) | =G4
B | 81445 | Rubber Rings - RCP Pipe RR600 RCP R/RING | 1 | each | =GetRate("DRA",$A5,2) | 0.4 | =PRODUCT(C5*E5,F5) | =G5
B |  | Discount | =GetValue("Discount 30%",3) | % | =SubTotal(G5:G5) | 1 | =PRODUCT(C6*E6,F6) | =G6
B |  | Waste and Fixings | =GetValue("Waste 7.5%",3) | % | =SubTotal(G5:G6) | 1 | =PRODUCT(C7*E7,F7) | =G7
B | GAP20 | General All Passing 20 | 0.6 | m3 | =GetRate("GEN1",$A8,2) | 1 | =PRODUCT(C8*E8,F8) | =G8
B |  | Discount | =GetValue("Discount 10%",3) | % | =SubTotal(G8:G8) | 1 | =PRODUCT(C9*E9,F9) | =G9
B |  | Waste and Fixings | =GetValue("Waste 12.5%",3) | % | =SubTotal(G8:G9) | 1 | =PRODUCT(C10*E10,F10) | =G10
B | Drainer | Drainlayer | 1.1 | hour | =GetRate("LAB1",$A11,2) | 1 | =PRODUCT(C11*E11,F11) | =G11
B | DrainLab | Drainlayers Labourer | 0.36667 | hour | =GetRate("LAB1",$A12,2) | 1 | =PRODUCT(C12*E12,F12) | =G12
B | DrainEquip | Drainage Excavation and Compacting Equip | 0.36667 | hour | =GetRate("RES1",$A13,2) | 1 | =PRODUCT(C13*E13,F13) | =G13
B |  | Margin | =GetValue("Builders margin",3) | % | =SubTotal(G1:G13) | 1 | =PRODUCT(C14*E14,F14) | =G14
B |  | Small sizes of concrete pipe - different manufacture process in North vs South IS
B | row 1 | Roller Compacted Pipe - North Island only
B | row 2 | Spun concrete pipe - South Island only
B |  | Use same ring for both
I | T29.06.115 | 750mm dia | T29.06_DRA_Sewer Concrete | m
B | 32261 | Flush Joint - X Class CPT750FJX (2.44) TITAN PIPE | 1 | each | =GetRate("DRA",$A1,2) | 0.40984 | =PRODUCT(C1*E1,F1) | =G1
B |  | Discount | =GetValue("Discount 30%",3) | % | =SubTotal(G1:G1) | 1 | =PRODUCT(C2*E2,F2) | =G2
B |  | Waste and Fixings | =GetValue("Waste 7.5%",3) | % | =SubTotal(G1:G2) | 1 | =PRODUCT(C3*E3,F3) | =G3
B |  | freight | 0.05 | % | =SubTotal(G1:G3) | 1 | =PRODUCT(C4*E4,F4) | =G4
B | 72872 | External Band Joiner - Medium RREB750 EB BAND | 1 | each | =GetRate("DRA",$A5,2) | 0.40984 | =PRODUCT(C5*E5,F5) | =G5
B |  | Discount | =GetValue("Discount 30%",3) | % | =SubTotal(G5:G5) | 1 | =PRODUCT(C6*E6,F6) | =G6
B |  | Waste and Fixings | =GetValue("Waste 7.5%",3) | % | =SubTotal(G5:G6) | 1 | =PRODUCT(C7*E7,F7) | =G7
B | GAP20 | General All Passing 20 | 0.8 | m3 | =GetRate("GEN1",$A8,2) | 1 | =PRODUCT(C8*E8,F8) | =G8
B |  | Discount | =GetValue("Discount 10%",3) | % | =SubTotal(G8:G8) | 1 | =PRODUCT(C9*E9,F9) | =G9
B |  | Waste and Fixings | =GetValue("Waste 12.5%",3) | % | =SubTotal(G8:G9) | 1 | =PRODUCT(C10*E10,F10) | =G10
B | Drainer | Drainlayer | 1.55 | hour | =GetRate("LAB1",$A11,2) | 1 | =PRODUCT(C11*E11,F11) | =G11
B | DrainLab | Drainlayers Labourer | 0.51667 | hour | =GetRate("LAB1",$A12,2) | 1 | =PRODUCT(C12*E12,F12) | =G12
B | DrainEquip | Drainage Excavation and Compacting Equip | 0.51667 | hour | =GetRate("RES1",$A13,2) | 1 | =PRODUCT(C13*E13,F13) | =G13
B |  | Margin | =GetValue("Builders margin",3) | % | =SubTotal(G1:G13) | 1 | =PRODUCT(C14*E14,F14) | =G14
B |  | Small sizes of concrete pipe - different manufacture process in North vs South IS
B | row 1 | Roller Compacted Pipe - North Island only
B | row 2 | Spun concrete pipe - South Island only
B |  | Use same ring for both
I | T29.06.118 | 900mm dia | T29.06_DRA_Sewer Concrete | m
B | 32281 | Flush Joint - X Class CPT900FJX (2.44) TITAN PIPE | 1 | each | =GetRate("DRA",$A1,2) | 0.40984 | =PRODUCT(C1*E1,F1) | =G1
B |  | Discount | =GetValue("Discount 30%",3) | % | =SubTotal(G1:G1) | 1 | =PRODUCT(C2*E2,F2) | =G2
B |  | Waste and Fixings | =GetValue("Waste 7.5%",3) | % | =SubTotal(G1:G2) | 1 | =PRODUCT(C3*E3,F3) | =G3
B |  | freight | 0.05 | % | =SubTotal(G1:G3) | 1 | =PRODUCT(C4*E4,F4) | =G4
B | 72882 | External Band Joiner - Medium RREB900 EB BAND | 1 | each | =GetRate("DRA",$A5,2) | 0.40984 | =PRODUCT(C5*E5,F5) | =G5
B |  | Discount | =GetValue("Discount 30%",3) | % | =SubTotal(G5:G5) | 1 | =PRODUCT(C6*E6,F6) | =G6
B |  | Waste and Fixings | =GetValue("Waste 7.5%",3) | % | =SubTotal(G5:G6) | 1 | =PRODUCT(C7*E7,F7) | =G7
B | GAP20 | General All Passing 20 | 1.02 | m3 | =GetRate("GEN1",$A8,2) | 1 | =PRODUCT(C8*E8,F8) | =G8
B |  | Discount | =GetValue("Discount 10%",3) | % | =SubTotal(G8:G8) | 1 | =PRODUCT(C9*E9,F9) | =G9
B |  | Waste and Fixings | =GetValue("Waste 12.5%",3) | % | =SubTotal(G8:G9) | 1 | =PRODUCT(C10*E10,F10) | =G10
B | Drainer | Drainlayer | 1.95 | hour | =GetRate("LAB1",$A11,2) | 1 | =PRODUCT(C11*E11,F11) | =G11
B | DrainLab | Drainlayers Labourer | 0.65 | hour | =GetRate("LAB1",$A12,2) | 1 | =PRODUCT(C12*E12,F12) | =G12
B | DrainEquip | Drainage Excavation and Compacting Equip | 0.65 | hour | =GetRate("RES1",$A13,2) | 1 | =PRODUCT(C13*E13,F13) | =G13
B |  | Margin | =GetValue("Builders margin",3) | % | =SubTotal(G1:G13) | 1 | =PRODUCT(C14*E14,F14) | =G14
I | T29.06.121 | 1050mm dia | T29.06_DRA_Sewer Concrete | m
B | 32291 | Flush Joint - X Class CPT1050FJX (2.44) TITAN PIPE | 1 | each | =GetRate("DRA",$A1,2) | 0.40984 | =PRODUCT(C1*E1,F1) | =G1
B |  | Discount | =GetValue("Discount 30%",3) | % | =SubTotal(G1:G1) | 1 | =PRODUCT(C2*E2,F2) | =G2
B |  | Waste and Fixings | =GetValue("Waste 7.5%",3) | % | =SubTotal(G1:G2) | 1 | =PRODUCT(C3*E3,F3) | =G3
B |  | freight | 0.05 | % | =SubTotal(G1:G3) | 1 | =PRODUCT(C4*E4,F4) | =G4
B | 72874 | External Band Joiner - Medium RREB1050 EB BAND | 1 | each | =GetRate("DRA",$A5,2) | 0.40984 | =PRODUCT(C5*E5,F5) | =G5
B |  | Discount | =GetValue("Discount 30%",3) | % | =SubTotal(G5:G5) | 1 | =PRODUCT(C6*E6,F6) | =G6
B |  | Waste and Fixings | =GetValue("Waste 7.5%",3) | % | =SubTotal(G5:G6) | 1 | =PRODUCT(C7*E7,F7) | =G7
B | GAP20 | General All Passing 20 | 1.14 | m3 | =GetRate("GEN1",$A8,2) | 1 | =PRODUCT(C8*E8,F8) | =G8
B |  | Discount | =GetValue("Discount 10%",3) | % | =SubTotal(G8:G8) | 1 | =PRODUCT(C9*E9,F9) | =G9
B |  | Waste and Fixings | =GetValue("Waste 12.5%",3) | % | =SubTotal(G8:G9) | 1 | =PRODUCT(C10*E10,F10) | =G10
B | Drainer | Drainlayer | 2.5 | hour | =GetRate("LAB1",$A11,2) | 1 | =PRODUCT(C11*E11,F11) | =G11
B | DrainLab | Drainlayers Labourer | 0.83333 | hour | =GetRate("LAB1",$A12,2) | 1 | =PRODUCT(C12*E12,F12) | =G12
B | DrainEquip | Drainage Excavation and Compacting Equip | 0.83333 | hour | =GetRate("RES1",$A13,2) | 1 | =PRODUCT(C13*E13,F13) | =G13
B |  | Margin | =GetValue("Builders margin",3) | % | =SubTotal(G1:G13) | 1 | =PRODUCT(C14*E14,F14) | =G14
I | T29.06.124 | 1200mm dia | T29.06_DRA_Sewer Concrete | m
B | 32301 | Flush Joint - X Class CPT1200FJX (2.44) TITAN PIPE | 1 | each | =GetRate("DRA",$A1,2) | 0.40984 | =PRODUCT(C1*E1,F1) | =G1
B |  | Discount | =GetValue("Discount 30%",3) | % | =SubTotal(G1:G1) | 1 | =PRODUCT(C2*E2,F2) | =G2
B |  | Waste and Fixings | =GetValue("Waste 7.5%",3) | % | =SubTotal(G1:G2) | 1 | =PRODUCT(C3*E3,F3) | =G3
B |  | freight | 0.05 | % | =SubTotal(G1:G3) | 1 | =PRODUCT(C4*E4,F4) | =G4
B | 72879 | External Band Joiner - Medium RREB1200 EB BAND | 1 | each | =GetRate("DRA",$A5,2) | 0.40984 | =PRODUCT(C5*E5,F5) | =G5
B |  | Discount | =GetValue("Discount 30%",3) | % | =SubTotal(G5:G5) | 1 | =PRODUCT(C6*E6,F6) | =G6
B |  | Waste and Fixings | =GetValue("Waste 7.5%",3) | % | =SubTotal(G5:G6) | 1 | =PRODUCT(C7*E7,F7) | =G7
B | GAP20 | General All Passing 20 | 1.39 | m3 | =GetRate("GEN1",$A8,2) | 1 | =PRODUCT(C8*E8,F8) | =G8
B |  | Discount | =GetValue("Discount 10%",3) | % | =SubTotal(G8:G8) | 1 | =PRODUCT(C9*E9,F9) | =G9
B |  | Waste and Fixings | =GetValue("Waste 12.5%",3) | % | =SubTotal(G8:G9) | 1 | =PRODUCT(C10*E10,F10) | =G10
B | Drainer | Drainlayer | 2.8 | hour | =GetRate("LAB1",$A11,2) | 1 | =PRODUCT(C11*E11,F11) | =G11
B | DrainLab | Drainlayers Labourer | 0.93333 | hour | =GetRate("LAB1",$A12,2) | 1 | =PRODUCT(C12*E12,F12) | =G12
B | DrainEquip | Drainage Excavation and Compacting Equip | 0.93333 | hour | =GetRate("RES1",$A13,2) | 1 | =PRODUCT(C13*E13,F13) | =G13
B |  | Margin | =GetValue("Builders margin",3) | % | =SubTotal(G1:G13) | 1 | =PRODUCT(C14*E14,F14) | =G14
I | T29.06.127 | 1350mm dia | T29.06_DRA_Sewer Concrete | m
B | 32311 | Flush Joint - X Class CPT1350FJX (2.44) TITAN PIPE | 1 | each | =GetRate("DRA",$A1,2) | 0.40984 | =PRODUCT(C1*E1,F1) | =G1
B |  | Discount | =GetValue("Discount 30%",3) | % | =SubTotal(G1:G1) | 1 | =PRODUCT(C2*E2,F2) | =G2
B |  | Waste and Fixings | =GetValue("Waste 7.5%",3) | % | =SubTotal(G1:G2) | 1 | =PRODUCT(C3*E3,F3) | =G3
B |  | freight | 0.05 | % | =SubTotal(G1:G3) | 1 | =PRODUCT(C4*E4,F4) | =G4
B | 72875 | External Band Joiner - Large RREB1350 EB BAND | 1 | each | =GetRate("DRA",$A5,2) | 0.40984 | =PRODUCT(C5*E5,F5) | =G5
B |  | Discount | =GetValue("Discount 30%",3) | % | =SubTotal(G5:G5) | 1 | =PRODUCT(C6*E6,F6) | =G6
B |  | Waste and Fixings | =GetValue("Waste 7.5%",3) | % | =SubTotal(G5:G6) | 1 | =PRODUCT(C7*E7,F7) | =G7
B | GAP20 | General All Passing 20 | 1.6 | m3 | =GetRate("GEN1",$A8,2) | 1 | =PRODUCT(C8*E8,F8) | =G8
B |  | Discount | =GetValue("Discount 10%",3) | % | =SubTotal(G8:G8) | 1 | =PRODUCT(C9*E9,F9) | =G9
B |  | Waste and Fixings | =GetValue("Waste 12.5%",3) | % | =SubTotal(G8:G9) | 1 | =PRODUCT(C10*E10,F10) | =G10
B | Drainer | Drainlayer | 3.1 | hour | =GetRate("LAB1",$A11,2) | 1 | =PRODUCT(C11*E11,F11) | =G11
B | DrainLab | Drainlayers Labourer | 1.0333 | hour | =GetRate("LAB1",$A12,2) | 1 | =PRODUCT(C12*E12,F12) | =G12
B | DrainEquip | Drainage Excavation and Compacting Equip | 1.0333 | hour | =GetRate("RES1",$A13,2) | 1 | =PRODUCT(C13*E13,F13) | =G13
B |  | Margin | =GetValue("Builders margin",3) | % | =SubTotal(G1:G13) | 1 | =PRODUCT(C14*E14,F14) | =G14
B |  | Small sizes of concrete pipe - different manufacture process in North vs South IS
B | row 1 | Roller Compacted Pipe - North Island only
B | row 2 | Spun concrete pipe - South Island only
B |  | Use same ring for both
I | T29.06.130 | 1500mm dia | T29.06_DRA_Sewer Concrete | m
B | 32321 | Flush Joint - X Class CPT1500FJX (2.44) TITAN PIPE | 1 | each | =GetRate("DRA",$A1,2) | 0.40984 | =PRODUCT(C1*E1,F1) | =G1
B |  | Discount | =GetValue("Discount 30%",3) | % | =SubTotal(G1:G1) | 1 | =PRODUCT(C2*E2,F2) | =G2
B |  | Waste and Fixings | =GetValue("Waste 7.5%",3) | % | =SubTotal(G1:G2) | 1 | =PRODUCT(C3*E3,F3) | =G3
B |  | freight | 0.05 | % | =SubTotal(G1:G3) | 1 | =PRODUCT(C4*E4,F4) | =G4
B | 72878 | External Band Joiner - Large RREB1500 EB BAND | 1 | each | =GetRate("DRA",$A5,2) | 0.40984 | =PRODUCT(C5*E5,F5) | =G5
B |  | Discount | =GetValue("Discount 30%",3) | % | =SubTotal(G5:G5) | 1 | =PRODUCT(C6*E6,F6) | =G6
B |  | Waste and Fixings | =GetValue("Waste 7.5%",3) | % | =SubTotal(G5:G6) | 1 | =PRODUCT(C7*E7,F7) | =G7
B | GAP20 | General All Passing 20 | 1.81 | m3 | =GetRate("GEN1",$A8,2) | 1 | =PRODUCT(C8*E8,F8) | =G8
B |  | Discount | =GetValue("Discount 10%",3) | % | =SubTotal(G8:G8) | 1 | =PRODUCT(C9*E9,F9) | =G9
B |  | Waste and Fixings | =GetValue("Waste 12.5%",3) | % | =SubTotal(G8:G9) | 1 | =PRODUCT(C10*E10,F10) | =G10
B | Drainer | Drainlayer | 3.25 | hour | =GetRate("LAB1",$A11,2) | 1 | =PRODUCT(C11*E11,F11) | =G11
B | DrainLab | Drainlayers Labourer | 1.0833 | hour | =GetRate("LAB1",$A12,2) | 1 | =PRODUCT(C12*E12,F12) | =G12
B | DrainEquip | Drainage Excavation and Compacting Equip | 1.0833 | hour | =GetRate("RES1",$A13,2) | 1 | =PRODUCT(C13*E13,F13) | =G13
B |  | Margin | =GetValue("Builders margin",3) | % | =SubTotal(G1:G13) | 1 | =PRODUCT(C14*E14,F14) | =G14
I | T29.06.133 | 1650mm dia | T29.06_DRA_Sewer Concrete | m
B | 32331 | Flush Joint - X Class CPT1650FJX (2.44) TITAN PIPE | 1 | each | =GetRate("DRA",$A1,2) | 0.40984 | =PRODUCT(C1*E1,F1) | =G1
B |  | Discount | =GetValue("Discount 30%",3) | % | =SubTotal(G1:G1) | 1 | =PRODUCT(C2*E2,F2) | =G2
B |  | Waste and Fixings | =GetValue("Waste 7.5%",3) | % | =SubTotal(G1:G2) | 1 | =PRODUCT(C3*E3,F3) | =G3
B |  | freight | 0.05 | % | =SubTotal(G1:G3) | 1 | =PRODUCT(C4*E4,F4) | =G4
B | 72880 | External Band Joiner - Large RREB1650 EB BAND | 1 | each | =GetRate("DRA",$A5,2) | 0.40984 | =PRODUCT(C5*E5,F5) | =G5
B |  | Discount | =GetValue("Discount 30%",3) | % | =SubTotal(G5:G5) | 1 | =PRODUCT(C6*E6,F6) | =G6
B |  | Waste and Fixings | =GetValue("Waste 7.5%",3) | % | =SubTotal(G5:G6) | 1 | =PRODUCT(C7*E7,F7) | =G7
B | GAP20 | General All Passing 20 | 2.03 | m3 | =GetRate("GEN1",$A8,2) | 1 | =PRODUCT(C8*E8,F8) | =G8
B |  | Discount | =GetValue("Discount 10%",3) | % | =SubTotal(G8:G8) | 1 | =PRODUCT(C9*E9,F9) | =G9
B |  | Waste and Fixings | =GetValue("Waste 12.5%",3) | % | =SubTotal(G8:G9) | 1 | =PRODUCT(C10*E10,F10) | =G10
B | Drainer | Drainlayer | 3.3 | hour | =GetRate("LAB1",$A11,2) | 1 | =PRODUCT(C11*E11,F11) | =G11
B | DrainLab | Drainlayers Labourer | 1.1 | hour | =GetRate("LAB1",$A12,2) | 1 | =PRODUCT(C12*E12,F12) | =G12
B | DrainEquip | Drainage Excavation and Compacting Equip | 1.1 | hour | =GetRate("RES1",$A13,2) | 1 | =PRODUCT(C13*E13,F13) | =G13
B |  | Margin | =GetValue("Builders margin",3) | % | =SubTotal(G1:G13) | 1 | =PRODUCT(C14*E14,F14) | =G14
I | T29.06.136 | 1800mm dia | T29.06_DRA_Sewer Concrete | m
B | 32341 | Flush Joint - X Class CPT1800FJX (2.44) TITAN PIPE | 1 | each | =GetRate("DRA",$A1,2) | 0.40984 | =PRODUCT(C1*E1,F1) | =G1
B |  | Discount | =GetValue("Discount 30%",3) | % | =SubTotal(G1:G1) | 1 | =PRODUCT(C2*E2,F2) | =G2
B |  | Waste and Fixings | =GetValue("Waste 7.5%",3) | % | =SubTotal(G1:G2) | 1 | =PRODUCT(C3*E3,F3) | =G3
B |  | freight | 0.05 | % | =SubTotal(G1:G3) | 1 | =PRODUCT(C4*E4,F4) | =G4
B | 72876 | External Band Joiner - Large RREB1800 EB BAND | 1 | each | =GetRate("DRA",$A5,2) | 0.40984 | =PRODUCT(C5*E5,F5) | =G5
B |  | Discount | =GetValue("Discount 30%",3) | % | =SubTotal(G5:G5) | 1 | =PRODUCT(C6*E6,F6) | =G6
B |  | Waste and Fixings | =GetValue("Waste 7.5%",3) | % | =SubTotal(G5:G6) | 1 | =PRODUCT(C7*E7,F7) | =G7
B | GAP20 | General All Passing 20 | 2.26 | m3 | =GetRate("GEN1",$A8,2) | 1 | =PRODUCT(C8*E8,F8) | =G8
B |  | Discount | =GetValue("Discount 10%",3) | % | =SubTotal(G8:G8) | 1 | =PRODUCT(C9*E9,F9) | =G9
B |  | Waste and Fixings | =GetValue("Waste 12.5%",3) | % | =SubTotal(G8:G9) | 1 | =PRODUCT(C10*E10,F10) | =G10
B | Drainer | Drainlayer | 3.5 | hour | =GetRate("LAB1",$A11,2) | 1 | =PRODUCT(C11*E11,F11) | =G11
B | DrainLab | Drainlayers Labourer | 1.1667 | hour | =GetRate("LAB1",$A12,2) | 1 | =PRODUCT(C12*E12,F12) | =G12
B | DrainEquip | Drainage Excavation and Compacting Equip | 1.1667 | hour | =GetRate("RES1",$A13,2) | 1 | =PRODUCT(C13*E13,F13) | =G13
B |  | Margin | =GetValue("Builders margin",3) | % | =SubTotal(G1:G13) | 1 | =PRODUCT(C14*E14,F14) | =G14
I | T29.06.139 | 2050mm dia | T29.06_DRA_Sewer Concrete | m
B | 32351 | Flush Joint - X Class CPT2050FJX (2.44) TITAN PIPE | 1 | each | =GetRate("DRA",$A1,2) | 0.40984 | =PRODUCT(C1*E1,F1) | =G1
B |  | Discount | =GetValue("Discount 30%",3) | % | =SubTotal(G1:G1) | 1 | =PRODUCT(C2*E2,F2) | =G2
B |  | Waste and Fixings | =GetValue("Waste 7.5%",3) | % | =SubTotal(G1:G2) | 1 | =PRODUCT(C3*E3,F3) | =G3
B |  | freight | 0.05 | % | =SubTotal(G1:G3) | 1 | =PRODUCT(C4*E4,F4) | =G4
B | 72881 | External Band Joiner - Large RREB2050 EB BAND | 1 | each | =GetRate("DRA",$A5,2) | 0.40984 | =PRODUCT(C5*E5,F5) | =G5
B |  | Discount | =GetValue("Discount 30%",3) | % | =SubTotal(G5:G5) | 1 | =PRODUCT(C6*E6,F6) | =G6
B |  | Waste and Fixings | =GetValue("Waste 7.5%",3) | % | =SubTotal(G5:G6) | 1 | =PRODUCT(C7*E7,F7) | =G7
B | GAP20 | General All Passing 20 | 2.58 | m3 | =GetRate("GEN1",$A8,2) | 1 | =PRODUCT(C8*E8,F8) | =G8
B |  | Discount | =GetValue("Discount 10%",3) | % | =SubTotal(G8:G8) | 1 | =PRODUCT(C9*E9,F9) | =G9
B |  | Waste and Fixings | =GetValue("Waste 12.5%",3) | % | =SubTotal(G8:G9) | 1 | =PRODUCT(C10*E10,F10) | =G10
B | Drainer | Drainlayer | 3.7 | hour | =GetRate("LAB1",$A11,2) | 1 | =PRODUCT(C11*E11,F11) | =G11
B | DrainLab | Drainlayers Labourer | 1.2333 | hour | =GetRate("LAB1",$A12,2) | 1 | =PRODUCT(C12*E12,F12) | =G12
B | DrainEquip | Drainage Excavation and Compacting Equip | 1.2333 | hour | =GetRate("RES1",$A13,2) | 1 | =PRODUCT(C13*E13,F13) | =G13
B |  | Margin | =GetValue("Builders margin",3) | % | =SubTotal(G1:G13) | 1 | =PRODUCT(C14*E14,F14) | =G14
I | T29.06.142 | 2300mm dia | T29.06_DRA_Sewer Concrete | m
B | 32361 | Flush Joint - X Class CPT2300FJX (2.44) TITAN PIPE | 1 | each | =GetRate("DRA",$A1,2) | 0.40984 | =PRODUCT(C1*E1,F1) | =G1
B |  | Discount | =GetValue("Discount 30%",3) | % | =SubTotal(G1:G1) | 1 | =PRODUCT(C2*E2,F2) | =G2
B |  | Waste and Fixings | =GetValue("Waste 7.5%",3) | % | =SubTotal(G1:G2) | 1 | =PRODUCT(C3*E3,F3) | =G3
B |  | freight | 0.05 | % | =SubTotal(G1:G3) | 1 | =PRODUCT(C4*E4,F4) | =G4
B | 72877 | External Band Joiner - Large RREB2300 EB BAND | 1 | each | =GetRate("DRA",$A5,2) | 0.40984 | =PRODUCT(C5*E5,F5) | =G5
B |  | Discount | =GetValue("Discount 30%",3) | % | =SubTotal(G5:G5) | 1 | =PRODUCT(C6*E6,F6) | =G6
B |  | Waste and Fixings | =GetValue("Waste 7.5%",3) | % | =SubTotal(G5:G6) | 1 | =PRODUCT(C7*E7,F7) | =G7
B | GAP20 | General All Passing 20 | 3.1 | m3 | =GetRate("GEN1",$A8,2) | 1 | =PRODUCT(C8*E8,F8) | =G8
B |  | Discount | =GetValue("Discount 10%",3) | % | =SubTotal(G8:G8) | 1 | =PRODUCT(C9*E9,F9) | =G9
B |  | Waste and Fixings | =GetValue("Waste 12.5%",3) | % | =SubTotal(G8:G9) | 1 | =PRODUCT(C10*E10,F10) | =G10
B | Drainer | Drainlayer | 4.1 | hour | =GetRate("LAB1",$A11,2) | 1 | =PRODUCT(C11*E11,F11) | =G11
B | DrainLab | Drainlayers Labourer | 1.3667 | hour | =GetRate("LAB1",$A12,2) | 1 | =PRODUCT(C12*E12,F12) | =G12
B | DrainEquip | Drainage Excavation and Compacting Equip | 1.3667 | hour | =GetRate("RES1",$A13,2) | 1 | =PRODUCT(C13*E13,F13) | =G13
B |  | Margin | =GetValue("Builders margin",3) | % | =SubTotal(G1:G13) | 1 | =PRODUCT(C14*E14,F14) | =G14
B |  | Small sizes of concrete pipe - different manufacture process in North vs South IS
B | row 1 | Roller Compacted Pipe - North Island only
B | row 2 | Spun concrete pipe - South Island only
B |  | Use same ring for both
I | T29.06.145 | <b>Class 4 (Z) Pipe</b> | T29.06_DRA_Sewer Concrete
I | T29.06.148 | 600mm dia | T29.06_DRA_Sewer Concrete | m
B | 31403 | Rubber Ring Joint - Z Class CPT600-44RJZ J2 (2.44) TITAN PIPE | 1 | each | =GetRate("DRA",$A1,2) | 0.40984 | =PRODUCT(C1*E1,F1) | =G1
B |  | Discount | =GetValue("Discount 30%",3) | % | =SubTotal(G1:G1) | 1 | =PRODUCT(C2*E2,F2) | =G2
B |  | Waste and Fixings | =GetValue("Waste 7.5%",3) | % | =SubTotal(G1:G2) | 1 | =PRODUCT(C3*E3,F3) | =G3
B |  | freight | 0.05 | % | =SubTotal(G1:G3) | 1 | =PRODUCT(C4*E4,F4) | =G4
B | 81445 | Rubber Rings - RCP Pipe RR600 RCP R/RING | 1 | each | =GetRate("DRA",$A5,2) | 0.4 | =PRODUCT(C5*E5,F5) | =G5
B |  | Discount | =GetValue("Discount 30%",3) | % | =SubTotal(G5:G5) | 1 | =PRODUCT(C6*E6,F6) | =G6
B |  | Waste and Fixings | =GetValue("Waste 7.5%",3) | % | =SubTotal(G5:G6) | 1 | =PRODUCT(C7*E7,F7) | =G7
B | GAP20 | General All Passing 20 | 0.6 | m3 | =GetRate("GEN1",$A8,2) | 1 | =PRODUCT(C8*E8,F8) | =G8
B |  | Discount | =GetValue("Discount 10%",3) | % | =SubTotal(G8:G8) | 1 | =PRODUCT(C9*E9,F9) | =G9
B |  | Waste and Fixings | =GetValue("Waste 12.5%",3) | % | =SubTotal(G8:G9) | 1 | =PRODUCT(C10*E10,F10) | =G10
B | Drainer | Drainlayer | 1.1 | hour | =GetRate("LAB1",$A11,2) | 1 | =PRODUCT(C11*E11,F11) | =G11
B | DrainLab | Drainlayers Labourer | 0.36667 | hour | =GetRate("LAB1",$A12,2) | 1 | =PRODUCT(C12*E12,F12) | =G12
B | DrainEquip | Drainage Excavation and Compacting Equip | 0.36667 | hour | =GetRate("RES1",$A13,2) | 1 | =PRODUCT(C13*E13,F13) | =G13
B |  | Margin | =GetValue("Builders margin",3) | % | =SubTotal(G1:G13) | 1 | =PRODUCT(C14*E14,F14) | =G14
B |  | Small sizes of concrete pipe - different manufacture process in North vs South IS
B | row 1 | Roller Compacted Pipe - North Island only
B | row 2 | Spun concrete pipe - South Island only
B |  | Use same ring for both
I | T29.06.151 | 675mm dia | T29.06_DRA_Sewer Concrete | m
B | 32253 | Flush Joint - Z Class CPT675FJZ (2.44) TITAN PIPE | 1 | each | =GetRate("DRA",$A1,2) | 0.40984 | =PRODUCT(C1*E1,F1) | =G1
B |  | Discount | =GetValue("Discount 30%",3) | % | =SubTotal(G1:G1) | 1 | =PRODUCT(C2*E2,F2) | =G2
B |  | Waste and Fixings | =GetValue("Waste 7.5%",3) | % | =SubTotal(G1:G2) | 1 | =PRODUCT(C3*E3,F3) | =G3
B |  | freight | 0.05 | % | =SubTotal(G1:G3) | 1 | =PRODUCT(C4*E4,F4) | =G4
B | 72872 | External Band Joiner - Medium RREB750 EB BAND | 1 | each | =GetRate("DRA",$A5,2) | 0.40984 | =PRODUCT(C5*E5,F5) | =G5
B |  | Discount | =GetValue("Discount 30%",3) | % | =SubTotal(G5:G5) | 1 | =PRODUCT(C6*E6,F6) | =G6
B |  | Waste and Fixings | =GetValue("Waste 7.5%",3) | % | =SubTotal(G5:G6) | 1 | =PRODUCT(C7*E7,F7) | =G7
B | GAP20 | General All Passing 20 | 0.8 | m3 | =GetRate("GEN1",$A8,2) | 1 | =PRODUCT(C8*E8,F8) | =G8
B |  | Discount | =GetValue("Discount 10%",3) | % | =SubTotal(G8:G8) | 1 | =PRODUCT(C9*E9,F9) | =G9
B |  | Waste and Fixings | =GetValue("Waste 12.5%",3) | % | =SubTotal(G8:G9) | 1 | =PRODUCT(C10*E10,F10) | =G10
B | Drainer | Drainlayer | 1.55 | hour | =GetRate("LAB1",$A11,2) | 1 | =PRODUCT(C11*E11,F11) | =G11
B | DrainLab | Drainlayers Labourer | 0.51667 | hour | =GetRate("LAB1",$A12,2) | 1 | =PRODUCT(C12*E12,F12) | =G12
B | DrainEquip | Drainage Excavation and Compacting Equip | 0.51667 | hour | =GetRate("RES1",$A13,2) | 1 | =PRODUCT(C13*E13,F13) | =G13
B |  | Margin | =GetValue("Builders margin",3) | % | =SubTotal(G1:G13) | 1 | =PRODUCT(C14*E14,F14) | =G14
B |  | Small sizes of concrete pipe - different manufacture process in North vs South IS
B | row 1 | Roller Compacted Pipe - North Island only
B | row 2 | Spun concrete pipe - South Island only
B |  | Use same ring for both
I | T29.06.154 | 900mm dia | T29.06_DRA_Sewer Concrete | m
B | 32283 | Flush Joint - Z Class CPT900FJZ (2.44) TITAN PIPE | 1 | each | =GetRate("DRA",$A1,2) | 0.40984 | =PRODUCT(C1*E1,F1) | =G1
B |  | Discount | =GetValue("Discount 30%",3) | % | =SubTotal(G1:G1) | 1 | =PRODUCT(C2*E2,F2) | =G2
B |  | Waste and Fixings | =GetValue("Waste 7.5%",3) | % | =SubTotal(G1:G2) | 1 | =PRODUCT(C3*E3,F3) | =G3
B |  | freight | 0.05 | % | =SubTotal(G1:G3) | 1 | =PRODUCT(C4*E4,F4) | =G4
B | 72882 | External Band Joiner - Medium RREB900 EB BAND | 1 | each | =GetRate("DRA",$A5,2) | 0.40984 | =PRODUCT(C5*E5,F5) | =G5
B |  | Discount | =GetValue("Discount 30%",3) | % | =SubTotal(G5:G5) | 1 | =PRODUCT(C6*E6,F6) | =G6
B |  | Waste and Fixings | =GetValue("Waste 7.5%",3) | % | =SubTotal(G5:G6) | 1 | =PRODUCT(C7*E7,F7) | =G7
B | GAP20 | General All Passing 20 | 1.02 | m3 | =GetRate("GEN1",$A8,2) | 1 | =PRODUCT(C8*E8,F8) | =G8
B |  | Discount | =GetValue("Discount 10%",3) | % | =SubTotal(G8:G8) | 1 | =PRODUCT(C9*E9,F9) | =G9
B |  | Waste and Fixings | =GetValue("Waste 12.5%",3) | % | =SubTotal(G8:G9) | 1 | =PRODUCT(C10*E10,F10) | =G10
B | Drainer | Drainlayer | 1.95 | hour | =GetRate("LAB1",$A11,2) | 1 | =PRODUCT(C11*E11,F11) | =G11
B | DrainLab | Drainlayers Labourer | 0.65 | hour | =GetRate("LAB1",$A12,2) | 1 | =PRODUCT(C12*E12,F12) | =G12
B | DrainEquip | Drainage Excavation and Compacting Equip | 0.65 | hour | =GetRate("RES1",$A13,2) | 1 | =PRODUCT(C13*E13,F13) | =G13
B |  | Margin | =GetValue("Builders margin",3) | % | =SubTotal(G1:G13) | 1 | =PRODUCT(C14*E14,F14) | =G14
I | T29.06.157 | 1050mm dia | T29.06_DRA_Sewer Concrete | m
B | 32293 | Flush Joint - Z Class CPT1050FJZ (2.44) TITAN PIPE | 1 | each | =GetRate("DRA",$A1,2) | 0.40984 | =PRODUCT(C1*E1,F1) | =G1
B |  | Discount | =GetValue("Discount 30%",3) | % | =SubTotal(G1:G1) | 1 | =PRODUCT(C2*E2,F2) | =G2
B |  | Waste and Fixings | =GetValue("Waste 7.5%",3) | % | =SubTotal(G1:G2) | 1 | =PRODUCT(C3*E3,F3) | =G3
B |  | freight | 0.05 | % | =SubTotal(G1:G3) | 1 | =PRODUCT(C4*E4,F4) | =G4
B | 72874 | External Band Joiner - Medium RREB1050 EB BAND | 1 | each | =GetRate("DRA",$A5,2) | 0.40984 | =PRODUCT(C5*E5,F5) | =G5
B |  | Discount | =GetValue("Discount 30%",3) | % | =SubTotal(G5:G5) | 1 | =PRODUCT(C6*E6,F6) | =G6
B |  | Waste and Fixings | =GetValue("Waste 7.5%",3) | % | =SubTotal(G5:G6) | 1 | =PRODUCT(C7*E7,F7) | =G7
B | GAP20 | General All Passing 20 | 1.14 | m3 | =GetRate("GEN1",$A8,2) | 1 | =PRODUCT(C8*E8,F8) | =G8
B |  | Discount | =GetValue("Discount 10%",3) | % | =SubTotal(G8:G8) | 1 | =PRODUCT(C9*E9,F9) | =G9
B |  | Waste and Fixings | =GetValue("Waste 12.5%",3) | % | =SubTotal(G8:G9) | 1 | =PRODUCT(C10*E10,F10) | =G10
B | Drainer | Drainlayer | 2.5 | hour | =GetRate("LAB1",$A11,2) | 1 | =PRODUCT(C11*E11,F11) | =G11
B | DrainLab | Drainlayers Labourer | 0.83333 | hour | =GetRate("LAB1",$A12,2) | 1 | =PRODUCT(C12*E12,F12) | =G12
B | DrainEquip | Drainage Excavation and Compacting Equip | 0.83333 | hour | =GetRate("RES1",$A13,2) | 1 | =PRODUCT(C13*E13,F13) | =G13
B |  | Margin | =GetValue("Builders margin",3) | % | =SubTotal(G1:G13) | 1 | =PRODUCT(C14*E14,F14) | =G14
I | T29.06.160 | 1200mm dia | T29.06_DRA_Sewer Concrete | m
B | 32303 | Flush Joint - Z Class CPT1200FJZ (2.44) TITAN PIPE | 1 | each | =GetRate("DRA",$A1,2) | 0.40984 | =PRODUCT(C1*E1,F1) | =G1
B |  | Discount | =GetValue("Discount 30%",3) | % | =SubTotal(G1:G1) | 1 | =PRODUCT(C2*E2,F2) | =G2
B |  | Waste and Fixings | =GetValue("Waste 7.5%",3) | % | =SubTotal(G1:G2) | 1 | =PRODUCT(C3*E3,F3) | =G3
B |  | freight | 0.05 | % | =SubTotal(G1:G3) | 1 | =PRODUCT(C4*E4,F4) | =G4
B | 72879 | External Band Joiner - Medium RREB1200 EB BAND | 1 | each | =GetRate("DRA",$A5,2) | 0.40984 | =PRODUCT(C5*E5,F5) | =G5
B |  | Discount | =GetValue("Discount 30%",3) | % | =SubTotal(G5:G5) | 1 | =PRODUCT(C6*E6,F6) | =G6
B |  | Waste and Fixings | =GetValue("Waste 7.5%",3) | % | =SubTotal(G5:G6) | 1 | =PRODUCT(C7*E7,F7) | =G7
B | GAP20 | General All Passing 20 | 1.39 | m3 | =GetRate("GEN1",$A8,2) | 1 | =PRODUCT(C8*E8,F8) | =G8
B |  | Discount | =GetValue("Discount 10%",3) | % | =SubTotal(G8:G8) | 1 | =PRODUCT(C9*E9,F9) | =G9
B |  | Waste and Fixings | =GetValue("Waste 12.5%",3) | % | =SubTotal(G8:G9) | 1 | =PRODUCT(C10*E10,F10) | =G10
B | Drainer | Drainlayer | 2.8 | hour | =GetRate("LAB1",$A11,2) | 1 | =PRODUCT(C11*E11,F11) | =G11
B | DrainLab | Drainlayers Labourer | 0.93333 | hour | =GetRate("LAB1",$A12,2) | 1 | =PRODUCT(C12*E12,F12) | =G12
B | DrainEquip | Drainage Excavation and Compacting Equip | 0.93333 | hour | =GetRate("RES1",$A13,2) | 1 | =PRODUCT(C13*E13,F13) | =G13
B |  | Margin | =GetValue("Builders margin",3) | % | =SubTotal(G1:G13) | 1 | =PRODUCT(C14*E14,F14) | =G14
I | T29.06.163 | 1350mm dia | T29.06_DRA_Sewer Concrete | m
B | 32313 | Flush Joint - Z Class CPT1350FJZ (2.44) TITAN PIPE | 1 | each | =GetRate("DRA",$A1,2) | 0.40984 | =PRODUCT(C1*E1,F1) | =G1
B |  | Discount | =GetValue("Discount 30%",3) | % | =SubTotal(G1:G1) | 1 | =PRODUCT(C2*E2,F2) | =G2
B |  | Waste and Fixings | =GetValue("Waste 7.5%",3) | % | =SubTotal(G1:G2) | 1 | =PRODUCT(C3*E3,F3) | =G3
B |  | freight | 0.05 | % | =SubTotal(G1:G3) | 1 | =PRODUCT(C4*E4,F4) | =G4
B | 72875 | External Band Joiner - Large RREB1350 EB BAND | 1 | each | =GetRate("DRA",$A5,2) | 0.40984 | =PRODUCT(C5*E5,F5) | =G5
B |  | Discount | =GetValue("Discount 30%",3) | % | =SubTotal(G5:G5) | 1 | =PRODUCT(C6*E6,F6) | =G6
B |  | Waste and Fixings | =GetValue("Waste 7.5%",3) | % | =SubTotal(G5:G6) | 1 | =PRODUCT(C7*E7,F7) | =G7
B | GAP20 | General All Passing 20 | 1.6 | m3 | =GetRate("GEN1",$A8,2) | 1 | =PRODUCT(C8*E8,F8) | =G8
B |  | Discount | =GetValue("Discount 10%",3) | % | =SubTotal(G8:G8) | 1 | =PRODUCT(C9*E9,F9) | =G9
B |  | Waste and Fixings | =GetValue("Waste 12.5%",3) | % | =SubTotal(G8:G9) | 1 | =PRODUCT(C10*E10,F10) | =G10
B | Drainer | Drainlayer | 3.1 | hour | =GetRate("LAB1",$A11,2) | 1 | =PRODUCT(C11*E11,F11) | =G11
B | DrainLab | Drainlayers Labourer | 1.0333 | hour | =GetRate("LAB1",$A12,2) | 1 | =PRODUCT(C12*E12,F12) | =G12
B | DrainEquip | Drainage Excavation and Compacting Equip | 1.0333 | hour | =GetRate("RES1",$A13,2) | 1 | =PRODUCT(C13*E13,F13) | =G13
B |  | Margin | =GetValue("Builders margin",3) | % | =SubTotal(G1:G13) | 1 | =PRODUCT(C14*E14,F14) | =G14
B |  | Small sizes of concrete pipe - different manufacture process in North vs South IS
B | row 1 | Roller Compacted Pipe - North Island only
B | row 2 | Spun concrete pipe - South Island only
B |  | Use same ring for both
I | T29.06.166 | 1500mm dia | T29.06_DRA_Sewer Concrete | m
B | 32323 | Flush Joint - Z Class CPT1500FJZ (2.44) TITAN PIPE | 1 | each | =GetRate("DRA",$A1,2) | 0.40984 | =PRODUCT(C1*E1,F1) | =G1
B |  | Discount | =GetValue("Discount 30%",3) | % | =SubTotal(G1:G1) | 1 | =PRODUCT(C2*E2,F2) | =G2
B |  | Waste and Fixings | =GetValue("Waste 7.5%",3) | % | =SubTotal(G1:G2) | 1 | =PRODUCT(C3*E3,F3) | =G3
B |  | freight | 0.05 | % | =SubTotal(G1:G3) | 1 | =PRODUCT(C4*E4,F4) | =G4
B | 72878 | External Band Joiner - Large RREB1500 EB BAND | 1 | each | =GetRate("DRA",$A5,2) | 0.40984 | =PRODUCT(C5*E5,F5) | =G5
B |  | Discount | =GetValue("Discount 30%",3) | % | =SubTotal(G5:G5) | 1 | =PRODUCT(C6*E6,F6) | =G6
B |  | Waste and Fixings | =GetValue("Waste 7.5%",3) | % | =SubTotal(G5:G6) | 1 | =PRODUCT(C7*E7,F7) | =G7
B | GAP20 | General All Passing 20 | 1.81 | m3 | =GetRate("GEN1",$A8,2) | 1 | =PRODUCT(C8*E8,F8) | =G8
B |  | Discount | =GetValue("Discount 10%",3) | % | =SubTotal(G8:G8) | 1 | =PRODUCT(C9*E9,F9) | =G9
B |  | Waste and Fixings | =GetValue("Waste 12.5%",3) | % | =SubTotal(G8:G9) | 1 | =PRODUCT(C10*E10,F10) | =G10
B | Drainer | Drainlayer | 3.25 | hour | =GetRate("LAB1",$A11,2) | 1 | =PRODUCT(C11*E11,F11) | =G11
B | DrainLab | Drainlayers Labourer | 1.0833 | hour | =GetRate("LAB1",$A12,2) | 1 | =PRODUCT(C12*E12,F12) | =G12
B | DrainEquip | Drainage Excavation and Compacting Equip | 1.0833 | hour | =GetRate("RES1",$A13,2) | 1 | =PRODUCT(C13*E13,F13) | =G13
B |  | Margin | =GetValue("Builders margin",3) | % | =SubTotal(G1:G13) | 1 | =PRODUCT(C14*E14,F14) | =G14
I | T29.06.169 | 1650mm dia | T29.06_DRA_Sewer Concrete | m
B | 32333 | Flush Joint - Z Class CPT1650FJZ (2.44) TITAN PIPE | 1 | each | =GetRate("DRA",$A1,2) | 0.40984 | =PRODUCT(C1*E1,F1) | =G1
B |  | Discount | =GetValue("Discount 30%",3) | % | =SubTotal(G1:G1) | 1 | =PRODUCT(C2*E2,F2) | =G2
B |  | Waste and Fixings | =GetValue("Waste 7.5%",3) | % | =SubTotal(G1:G2) | 1 | =PRODUCT(C3*E3,F3) | =G3
B |  | freight | 0.05 | % | =SubTotal(G1:G3) | 1 | =PRODUCT(C4*E4,F4) | =G4
B | 72880 | External Band Joiner - Large RREB1650 EB BAND | 1 | each | =GetRate("DRA",$A5,2) | 0.40984 | =PRODUCT(C5*E5,F5) | =G5
B |  | Discount | =GetValue("Discount 30%",3) | % | =SubTotal(G5:G5) | 1 | =PRODUCT(C6*E6,F6) | =G6
B |  | Waste and Fixings | =GetValue("Waste 7.5%",3) | % | =SubTotal(G5:G6) | 1 | =PRODUCT(C7*E7,F7) | =G7
B | GAP20 | General All Passing 20 | 2.03 | m3 | =GetRate("GEN1",$A8,2) | 1 | =PRODUCT(C8*E8,F8) | =G8
B |  | Discount | =GetValue("Discount 10%",3) | % | =SubTotal(G8:G8) | 1 | =PRODUCT(C9*E9,F9) | =G9
B |  | Waste and Fixings | =GetValue("Waste 12.5%",3) | % | =SubTotal(G8:G9) | 1 | =PRODUCT(C10*E10,F10) | =G10
B | Drainer | Drainlayer | 3.3 | hour | =GetRate("LAB1",$A11,2) | 1 | =PRODUCT(C11*E11,F11) | =G11
B | DrainLab | Drainlayers Labourer | 1.1 | hour | =GetRate("LAB1",$A12,2) | 1 | =PRODUCT(C12*E12,F12) | =G12
B | DrainEquip | Drainage Excavation and Compacting Equip | 1.1 | hour | =GetRate("RES1",$A13,2) | 1 | =PRODUCT(C13*E13,F13) | =G13
B |  | Margin | =GetValue("Builders margin",3) | % | =SubTotal(G1:G13) | 1 | =PRODUCT(C14*E14,F14) | =G14
I | T29.06.172 | 1800mm dia | T29.06_DRA_Sewer Concrete | m
B | 32343 | Flush Joint - Z Class CPT1800FJZ (2.44) TITAN PIPE | 1 | each | =GetRate("DRA",$A1,2) | 0.40984 | =PRODUCT(C1*E1,F1) | =G1
B |  | Discount | =GetValue("Discount 30%",3) | % | =SubTotal(G1:G1) | 1 | =PRODUCT(C2*E2,F2) | =G2
B |  | Waste and Fixings | =GetValue("Waste 7.5%",3) | % | =SubTotal(G1:G2) | 1 | =PRODUCT(C3*E3,F3) | =G3
B |  | freight | 0.05 | % | =SubTotal(G1:G3) | 1 | =PRODUCT(C4*E4,F4) | =G4
B | 72876 | External Band Joiner - Large RREB1800 EB BAND | 1 | each | =GetRate("DRA",$A5,2) | 0.40984 | =PRODUCT(C5*E5,F5) | =G5
B |  | Discount | =GetValue("Discount 30%",3) | % | =SubTotal(G5:G5) | 1 | =PRODUCT(C6*E6,F6) | =G6
B |  | Waste and Fixings | =GetValue("Waste 7.5%",3) | % | =SubTotal(G5:G6) | 1 | =PRODUCT(C7*E7,F7) | =G7
B | GAP20 | General All Passing 20 | 2.26 | m3 | =GetRate("GEN1",$A8,2) | 1 | =PRODUCT(C8*E8,F8) | =G8
B |  | Discount | =GetValue("Discount 10%",3) | % | =SubTotal(G8:G8) | 1 | =PRODUCT(C9*E9,F9) | =G9
B |  | Waste and Fixings | =GetValue("Waste 12.5%",3) | % | =SubTotal(G8:G9) | 1 | =PRODUCT(C10*E10,F10) | =G10
B | Drainer | Drainlayer | 3.5 | hour | =GetRate("LAB1",$A11,2) | 1 | =PRODUCT(C11*E11,F11) | =G11
B | DrainLab | Drainlayers Labourer | 1.1667 | hour | =GetRate("LAB1",$A12,2) | 1 | =PRODUCT(C12*E12,F12) | =G12
B | DrainEquip | Drainage Excavation and Compacting Equip | 1.1667 | hour | =GetRate("RES1",$A13,2) | 1 | =PRODUCT(C13*E13,F13) | =G13
B |  | Margin | =GetValue("Builders margin",3) | % | =SubTotal(G1:G13) | 1 | =PRODUCT(C14*E14,F14) | =G14
I | T29.06.175 | 2050mm dia | T29.06_DRA_Sewer Concrete | m
B | 32353 | Flush Joint - Z Class CPT2050FJZ (2.44) TITAN PIPE | 1 | each | =GetRate("DRA",$A1,2) | 0.40984 | =PRODUCT(C1*E1,F1) | =G1
B |  | Discount | =GetValue("Discount 30%",3) | % | =SubTotal(G1:G1) | 1 | =PRODUCT(C2*E2,F2) | =G2
B |  | Waste and Fixings | =GetValue("Waste 7.5%",3) | % | =SubTotal(G1:G2) | 1 | =PRODUCT(C3*E3,F3) | =G3
B |  | freight | 0.05 | % | =SubTotal(G1:G3) | 1 | =PRODUCT(C4*E4,F4) | =G4
B | 72881 | External Band Joiner - Large RREB2050 EB BAND | 1 | each | =GetRate("DRA",$A5,2) | 0.40984 | =PRODUCT(C5*E5,F5) | =G5
B |  | Discount | =GetValue("Discount 30%",3) | % | =SubTotal(G5:G5) | 1 | =PRODUCT(C6*E6,F6) | =G6
B |  | Waste and Fixings | =GetValue("Waste 7.5%",3) | % | =SubTotal(G5:G6) | 1 | =PRODUCT(C7*E7,F7) | =G7
B | GAP20 | General All Passing 20 | 2.58 | m3 | =GetRate("GEN1",$A8,2) | 1 | =PRODUCT(C8*E8,F8) | =G8
B |  | Discount | =GetValue("Discount 10%",3) | % | =SubTotal(G8:G8) | 1 | =PRODUCT(C9*E9,F9) | =G9
B |  | Waste and Fixings | =GetValue("Waste 12.5%",3) | % | =SubTotal(G8:G9) | 1 | =PRODUCT(C10*E10,F10) | =G10
B | Drainer | Drainlayer | 3.7 | hour | =GetRate("LAB1",$A11,2) | 1 | =PRODUCT(C11*E11,F11) | =G11
B | DrainLab | Drainlayers Labourer | 1.2333 | hour | =GetRate("LAB1",$A12,2) | 1 | =PRODUCT(C12*E12,F12) | =G12
B | DrainEquip | Drainage Excavation and Compacting Equip | 1.2333 | hour | =GetRate("RES1",$A13,2) | 1 | =PRODUCT(C13*E13,F13) | =G13
B |  | Margin | =GetValue("Builders margin",3) | % | =SubTotal(G1:G13) | 1 | =PRODUCT(C14*E14,F14) | =G14
I | T29.06.178 | 2300mm dia | T29.06_DRA_Sewer Concrete | m
B | 32363 | Flush Joint - Z Class CPT2300FJZ (2.44) TITAN PIPE | 1 | each | =GetRate("DRA",$A1,2) | 0.40984 | =PRODUCT(C1*E1,F1) | =G1
B |  | Discount | =GetValue("Discount 30%",3) | % | =SubTotal(G1:G1) | 1 | =PRODUCT(C2*E2,F2) | =G2
B |  | Waste and Fixings | =GetValue("Waste 7.5%",3) | % | =SubTotal(G1:G2) | 1 | =PRODUCT(C3*E3,F3) | =G3
B |  | freight | 0.05 | % | =SubTotal(G1:G3) | 1 | =PRODUCT(C4*E4,F4) | =G4
B | 72877 | External Band Joiner - Large RREB2300 EB BAND | 1 | each | =GetRate("DRA",$A5,2) | 0.40984 | =PRODUCT(C5*E5,F5) | =G5
B |  | Discount | =GetValue("Discount 30%",3) | % | =SubTotal(G5:G5) | 1 | =PRODUCT(C6*E6,F6) | =G6
B |  | Waste and Fixings | =GetValue("Waste 7.5%",3) | % | =SubTotal(G5:G6) | 1 | =PRODUCT(C7*E7,F7) | =G7
B | GAP20 | General All Passing 20 | 3.1 | m3 | =GetRate("GEN1",$A8,2) | 1 | =PRODUCT(C8*E8,F8) | =G8
B |  | Discount | =GetValue("Discount 10%",3) | % | =SubTotal(G8:G8) | 1 | =PRODUCT(C9*E9,F9) | =G9
B |  | Waste and Fixings | =GetValue("Waste 12.5%",3) | % | =SubTotal(G8:G9) | 1 | =PRODUCT(C10*E10,F10) | =G10
B | Drainer | Drainlayer | 4.1 | hour | =GetRate("LAB1",$A11,2) | 1 | =PRODUCT(C11*E11,F11) | =G11
B | DrainLab | Drainlayers Labourer | 1.3667 | hour | =GetRate("LAB1",$A12,2) | 1 | =PRODUCT(C12*E12,F12) | =G12
B | DrainEquip | Drainage Excavation and Compacting Equip | 1.3667 | hour | =GetRate("RES1",$A13,2) | 1 | =PRODUCT(C13*E13,F13) | =G13
B |  | Margin | =GetValue("Builders margin",3) | % | =SubTotal(G1:G13) | 1 | =PRODUCT(C14*E14,F14) | =G14
B |  | Small sizes of concrete pipe - different manufacture process in North vs South IS
B | row 1 | Roller Compacted Pipe - North Island only
B | row 2 | Spun concrete pipe - South Island only
B |  | Use same ring for both
I | T29.06.181 | <b>Add</b> extra for laying in trench. Based on 1200mm dia pipe, adjust for other sizes. Depth not exceeding | T29.06_DRA_Sewer Concrete
I | T29.06.184 | 3m, based on 66% extra labour and plant | T29.06_DRA_Sewer Concrete | m
B | Drainer | Drainlayer | 2.8 | hour | =GetRate("LAB1",$A1,2) | 1 | =PRODUCT(C1*E1,F1) | =G1
B | DrainLab | Drainlayers Labourer | 0.93333 | hour | =GetRate("LAB1",$A2,2) | 1 | =PRODUCT(C2*E2,F2) | =G2
B | DrainEquip | Drainage Excavation and Compacting Equip | 0.93333 | hour | =GetRate("RES1",$A3,2) | 0.667 | =PRODUCT(C3*E3,F3) | =G3
B |  | Margin | =GetValue("Builders margin",3) | % | =SubTotal(G1:G3) | 1 | =PRODUCT(C4*E4,F4) | =G4
I | T29.06.187 | 4.5m, based on 100% extra labour and plant | T29.06_DRA_Sewer Concrete | m
B | Drainer | Drainlayer | 2.8 | hour | =GetRate("LAB1",$A1,2) | 1 | =PRODUCT(C1*E1,F1) | =G1
B | DrainLab | Drainlayers Labourer | 0.93333 | hour | =GetRate("LAB1",$A2,2) | 1 | =PRODUCT(C2*E2,F2) | =G2
B | DrainEquip | Drainage Excavation and Compacting Equip | 0.93333 | hour | =GetRate("RES1",$A3,2) | 1 | =PRODUCT(C3*E3,F3) | =G3
B |  | Margin | =GetValue("Builders margin",3) | % | =SubTotal(G1:G3) | 1 | =PRODUCT(C4*E4,F4) | =G4
I | T29.06.190 | Add extra for dewatering | T29.06_DRA_Sewer Concrete
I | T29.06.193 | Planking and strutting, | T29.06_DRA_Sewer Concrete
I | T29.07.001 | Stormwater Drains: PVC | T29.07_DRA_Storm PVC
I | T29.07.004 | <b>PVC Stormwater Pipe,</b> with solvent welded or rubber ring joints, in trench not exceeding 1.5m total depth | T29.07_DRA_Storm PVC
I | T29.07.007 | <b>Grade SN4</b> | T29.07_DRA_Storm PVC
I | T29.07.010 | 90mm dia | T29.07_DRA_Storm PVC | m
B | 71354 | Solid Wall Pipe - SJ P700.90.6SJ SN4 STORMWATER PIPE | 1 | each | =GetRate("DRA",$A1,2) | 0.16667 | =PRODUCT(C1*E1,F1) | =G1
B |  | Discount | =GetValue("Discount 30%",3) | % | =SubTotal(G1:G1) | 1 | =PRODUCT(C2*E2,F2) | =G2
B |  | Waste and Fixings | =GetValue("Waste 7.5%",3) | % | =SubTotal(G1:G2) | 1 | =PRODUCT(C3*E3,F3) | =G3
B |  | freight | 0.05 | % | =SubTotal(G1:G3) | 1 | =PRODUCT(C4*E4,F4) | =G4
B | BEDP | Pipe Bedding 7mm | 0.12 | m3 | =GetRate("GEN1",$A5,2) | 1 | =PRODUCT(C5*E5,F5) | =G5
B |  | Discount | =GetValue("Discount 10%",3) | % | =SubTotal(G5:G5) | 1 | =PRODUCT(C6*E6,F6) | =G6
B |  | Waste and Fixings | =GetValue("Waste 12.5%",3) | % | =SubTotal(G5:G6) | 1 | =PRODUCT(C7*E7,F7) | =G7
B | Drainer | Drainlayer | 0.24 | hour | =GetRate("LAB1",$A8,2) | 1 | =PRODUCT(C8*E8,F8) | =G8
B | DrainLab | Drainlayers Labourer | 0.08 | hour | =GetRate("LAB1",$A9,2) | 1 | =PRODUCT(C9*E9,F9) | =G9
B | DrainEquip | Drainage Excavation and Compacting Equip | 0.08 | hour | =GetRate("RES1",$A10,2) | 1 | =PRODUCT(C10*E10,F10) | =G10
B |  | Margin | =GetValue("Builders margin",3) | % | =SubTotal(G1:G10) | 1 | =PRODUCT(C11*E11,F11) | =G11
I | T29.07.013 | 100mm dia | T29.07_DRA_Storm PVC | m
B | 71355 | Solid Wall Pipe - SJ P700.100.6SJ SN4 STORMWATER PIPE | 1 | each | =GetRate("DRA",$A1,2) | 0.16667 | =PRODUCT(C1*E1,F1) | =G1
B |  | Discount | =GetValue("Discount 30%",3) | % | =SubTotal(G1:G1) | 1 | =PRODUCT(C2*E2,F2) | =G2
B |  | Waste and Fixings | =GetValue("Waste 7.5%",3) | % | =SubTotal(G1:G2) | 1 | =PRODUCT(C3*E3,F3) | =G3
B |  | freight | 0.05 | % | =SubTotal(G1:G3) | 1 | =PRODUCT(C4*E4,F4) | =G4
B | BEDP | Pipe Bedding 7mm | 0.12 | m3 | =GetRate("GEN1",$A5,2) | 1 | =PRODUCT(C5*E5,F5) | =G5
B |  | Discount | =GetValue("Discount 10%",3) | % | =SubTotal(G5:G5) | 1 | =PRODUCT(C6*E6,F6) | =G6
B |  | Waste and Fixings | =GetValue("Waste 12.5%",3) | % | =SubTotal(G5:G6) | 1 | =PRODUCT(C7*E7,F7) | =G7
B | Drainer | Drainlayer | 0.25 | hour | =GetRate("LAB1",$A8,2) | 1 | =PRODUCT(C8*E8,F8) | =G8
B | DrainLab | Drainlayers Labourer | 0.083333 | hour | =GetRate("LAB1",$A9,2) | 1 | =PRODUCT(C9*E9,F9) | =G9
B | DrainEquip | Drainage Excavation and Compacting Equip | 0.083333 | hour | =GetRate("RES1",$A10,2) | 1 | =PRODUCT(C10*E10,F10) | =G10
B |  | Margin | =GetValue("Builders margin",3) | % | =SubTotal(G1:G10) | 1 | =PRODUCT(C11*E11,F11) | =G11
I | T29.07.016 | 150mm dia | T29.07_DRA_Storm PVC | m
B | 71356 | Solid Wall Pipe - SJ P700.150.6SJ SN4 STORMWATER PIPE | 1 | each | =GetRate("DRA",$A1,2) | 0.16667 | =PRODUCT(C1*E1,F1) | =G1
B |  | Discount | =GetValue("Discount 30%",3) | % | =SubTotal(G1:G1) | 1 | =PRODUCT(C2*E2,F2) | =G2
B |  | Waste and Fixings | =GetValue("Waste 7.5%",3) | % | =SubTotal(G1:G2) | 1 | =PRODUCT(C3*E3,F3) | =G3
B |  | freight | 0.05 | % | =SubTotal(G1:G3) | 1 | =PRODUCT(C4*E4,F4) | =G4
B | BEDP | Pipe Bedding 7mm | 0.14 | m3 | =GetRate("GEN1",$A5,2) | 1 | =PRODUCT(C5*E5,F5) | =G5
B |  | Discount | =GetValue("Discount 10%",3) | % | =SubTotal(G5:G5) | 1 | =PRODUCT(C6*E6,F6) | =G6
B |  | Waste and Fixings | =GetValue("Waste 12.5%",3) | % | =SubTotal(G5:G6) | 1 | =PRODUCT(C7*E7,F7) | =G7
B | Drainer | Drainlayer | 0.3 | hour | =GetRate("LAB1",$A8,2) | 1 | =PRODUCT(C8*E8,F8) | =G8
B | DrainLab | Drainlayers Labourer | 0.1 | hour | =GetRate("LAB1",$A9,2) | 1 | =PRODUCT(C9*E9,F9) | =G9
B | DrainEquip | Drainage Excavation and Compacting Equip | 0.1 | hour | =GetRate("RES1",$A10,2) | 1 | =PRODUCT(C10*E10,F10) | =G10
B |  | Margin | =GetValue("Builders margin",3) | % | =SubTotal(G1:G10) | 1 | =PRODUCT(C11*E11,F11) | =G11
I | T29.07.019 | 175mm dia | T29.07_DRA_Storm PVC | m
B | 71357 | Solid Wall Pipe - SJ P700.175.6SJ SN4 STORMWATER PIPE | 1 | each | =GetRate("DRA",$A1,2) | 0.16667 | =PRODUCT(C1*E1,F1) | =G1
B |  | Discount | =GetValue("Discount 30%",3) | % | =SubTotal(G1:G1) | 1 | =PRODUCT(C2*E2,F2) | =G2
B |  | Waste and Fixings | =GetValue("Waste 7.5%",3) | % | =SubTotal(G1:G2) | 1 | =PRODUCT(C3*E3,F3) | =G3
B |  | freight | 0.05 | % | =SubTotal(G1:G3) | 1 | =PRODUCT(C4*E4,F4) | =G4
B | BEDP | Pipe Bedding 7mm | 0.16 | m3 | =GetRate("GEN1",$A5,2) | 1 | =PRODUCT(C5*E5,F5) | =G5
B |  | Discount | =GetValue("Discount 10%",3) | % | =SubTotal(G5:G5) | 1 | =PRODUCT(C6*E6,F6) | =G6
B |  | Waste and Fixings | =GetValue("Waste 12.5%",3) | % | =SubTotal(G5:G6) | 1 | =PRODUCT(C7*E7,F7) | =G7
B | Drainer | Drainlayer | 0.35 | hour | =GetRate("LAB1",$A8,2) | 1 | =PRODUCT(C8*E8,F8) | =G8
B | DrainLab | Drainlayers Labourer | 0.11667 | hour | =GetRate("LAB1",$A9,2) | 1 | =PRODUCT(C9*E9,F9) | =G9
B | DrainEquip | Drainage Excavation and Compacting Equip | 0.11667 | hour | =GetRate("RES1",$A10,2) | 1 | =PRODUCT(C10*E10,F10) | =G10
B |  | Margin | =GetValue("Builders margin",3) | % | =SubTotal(G1:G10) | 1 | =PRODUCT(C11*E11,F11) | =G11
I | T29.07.022 | 225mm dia | T29.07_DRA_Storm PVC | m
B | 71359 | Solid Wall Pipe - SJ P700.225.6SJ SN4 STORMWATER PIPE | 1 | each | =GetRate("DRA",$A1,2) | 0.16667 | =PRODUCT(C1*E1,F1) | =G1
B |  | Discount | =GetValue("Discount 30%",3) | % | =SubTotal(G1:G1) | 1 | =PRODUCT(C2*E2,F2) | =G2
B |  | Waste and Fixings | =GetValue("Waste 7.5%",3) | % | =SubTotal(G1:G2) | 1 | =PRODUCT(C3*E3,F3) | =G3
B |  | freight | 0.05 | % | =SubTotal(G1:G3) | 1 | =PRODUCT(C4*E4,F4) | =G4
B | BEDP | Pipe Bedding 7mm | 0.19 | m3 | =GetRate("GEN1",$A5,2) | 1 | =PRODUCT(C5*E5,F5) | =G5
B |  | Discount | =GetValue("Discount 10%",3) | % | =SubTotal(G5:G5) | 1 | =PRODUCT(C6*E6,F6) | =G6
B |  | Waste and Fixings | =GetValue("Waste 12.5%",3) | % | =SubTotal(G5:G6) | 1 | =PRODUCT(C7*E7,F7) | =G7
B | Drainer | Drainlayer | 0.4 | hour | =GetRate("LAB1",$A8,2) | 1 | =PRODUCT(C8*E8,F8) | =G8
B | DrainLab | Drainlayers Labourer | 0.13333 | hour | =GetRate("LAB1",$A9,2) | 1 | =PRODUCT(C9*E9,F9) | =G9
B | DrainEquip | Drainage Excavation and Compacting Equip | 0.13333 | hour | =GetRate("RES1",$A10,2) | 1 | =PRODUCT(C10*E10,F10) | =G10
B |  | Margin | =GetValue("Builders margin",3) | % | =SubTotal(G1:G10) | 1 | =PRODUCT(C11*E11,F11) | =G11
I | T29.07.025 | 300mm dia | T29.07_DRA_Storm PVC | m
B | 71362 | Solid Wall Pipe - RJ PZ700.300.6RJ SN4 STORMWATER PIPE | 1 | each | =GetRate("DRA",$A1,2) | 0.16667 | =PRODUCT(C1*E1,F1) | =G1
B |  | Discount | =GetValue("Discount 30%",3) | % | =SubTotal(G1:G1) | 1 | =PRODUCT(C2*E2,F2) | =G2
B |  | Waste and Fixings | =GetValue("Waste 7.5%",3) | % | =SubTotal(G1:G2) | 1 | =PRODUCT(C3*E3,F3) | =G3
B |  | freight | 0.05 | % | =SubTotal(G1:G3) | 1 | =PRODUCT(C4*E4,F4) | =G4
B | BEDP | Pipe Bedding 7mm | 0.31 | m3 | =GetRate("GEN1",$A5,2) | 1 | =PRODUCT(C5*E5,F5) | =G5
B |  | Discount | =GetValue("Discount 10%",3) | % | =SubTotal(G5:G5) | 1 | =PRODUCT(C6*E6,F6) | =G6
B |  | Waste and Fixings | =GetValue("Waste 12.5%",3) | % | =SubTotal(G5:G6) | 1 | =PRODUCT(C7*E7,F7) | =G7
B | Drainer | Drainlayer | 0.6 | hour | =GetRate("LAB1",$A8,2) | 1 | =PRODUCT(C8*E8,F8) | =G8
B | DrainLab | Drainlayers Labourer | 0.2 | hour | =GetRate("LAB1",$A9,2) | 1 | =PRODUCT(C9*E9,F9) | =G9
B | DrainEquip | Drainage Excavation and Compacting Equip | 0.2 | hour | =GetRate("RES1",$A10,2) | 1 | =PRODUCT(C10*E10,F10) | =G10
B |  | Margin | =GetValue("Builders margin",3) | % | =SubTotal(G1:G10) | 1 | =PRODUCT(C11*E11,F11) | =G11
I | T29.07.028 | 375mm dia | T29.07_DRA_Storm PVC | m
B | 71433 | Solid Wall Pipe - RJ PZ700.375.6RJ SN4 STORMWATER PIPE | 1 | each | =GetRate("DRA",$A1,2) | 0.16667 | =PRODUCT(C1*E1,F1) | =G1
B |  | Discount | =GetValue("Discount 30%",3) | % | =SubTotal(G1:G1) | 1 | =PRODUCT(C2*E2,F2) | =G2
B |  | Waste and Fixings | =GetValue("Waste 7.5%",3) | % | =SubTotal(G1:G2) | 1 | =PRODUCT(C3*E3,F3) | =G3
B |  | freight | 0.05 | % | =SubTotal(G1:G3) | 1 | =PRODUCT(C4*E4,F4) | =G4
B | BEDP | Pipe Bedding 7mm | 0.38 | m3 | =GetRate("GEN1",$A5,2) | 1 | =PRODUCT(C5*E5,F5) | =G5
B |  | Discount | =GetValue("Discount 10%",3) | % | =SubTotal(G5:G5) | 1 | =PRODUCT(C6*E6,F6) | =G6
B |  | Waste and Fixings | =GetValue("Waste 12.5%",3) | % | =SubTotal(G5:G6) | 1 | =PRODUCT(C7*E7,F7) | =G7
B | Drainer | Drainlayer | 0.65 | hour | =GetRate("LAB1",$A8,2) | 1 | =PRODUCT(C8*E8,F8) | =G8
B | DrainLab | Drainlayers Labourer | 0.21667 | hour | =GetRate("LAB1",$A9,2) | 1 | =PRODUCT(C9*E9,F9) | =G9
B | DrainEquip | Drainage Excavation and Compacting Equip | 0.21667 | hour | =GetRate("RES1",$A10,2) | 1 | =PRODUCT(C10*E10,F10) | =G10
B |  | Margin | =GetValue("Builders margin",3) | % | =SubTotal(G1:G10) | 1 | =PRODUCT(C11*E11,F11) | =G11
I | T29.07.031 | <b>Bends to PVC Pipe</b> | T29.07_DRA_Storm PVC
I | T29.07.034 | Plain, fabricated | T29.07_DRA_Storm PVC
I | T29.07.037 | 90mm x 15°, 22° | T29.07_DRA_Storm PVC | No
B | 71386 | Plain Bends F&F P701.90.22 PLAIN BEND F+F | 1 | each | =GetRate("DRA",$A1,2) | 1 | =PRODUCT(C1*E1,F1) | =G1
B |  | Discount | =GetValue("Discount 30%",3) | % | =SubTotal(G1:G1) | 1 | =PRODUCT(C2*E2,F2) | =G2
B |  | Waste and Fixings | =GetValue("Waste 7.5%",3) | % | =SubTotal(G1:G2) | 1 | =PRODUCT(C3*E3,F3) | =G3
B |  | freight | 0.02 | % | =SubTotal(G1:G3) | 1 | =PRODUCT(C4*E4,F4) | =G4
B | Drainer | Drainlayer | 0.25 | hour | =GetRate("LAB1",$A5,2) | 1 | =PRODUCT(C5*E5,F5) | =G5
B | DrainLab | Drainlayers Labourer | 0.083333 | hour | =GetRate("LAB1",$A6,2) | 1 | =PRODUCT(C6*E6,F6) | =G6
B | DrainEquip | Drainage Excavation and Compacting Equip | 0.083333 | hour | =GetRate("RES1",$A7,2) | 1 | =PRODUCT(C7*E7,F7) | =G7
B |  | Margin | =GetValue("Builders margin",3) | % | =SubTotal(G1:G7) | 1 | =PRODUCT(C8*E8,F8) | =G8
I | T29.07.040 | 90mm x 45°, 88° | T29.07_DRA_Storm PVC | No
B | 71387 | Plain Bends F&F P701.90.45 PLAIN BEND F+F | 1 | each | =GetRate("DRA",$A1,2) | 1 | =PRODUCT(C1*E1,F1) | =G1
B |  | Discount | =GetValue("Discount 30%",3) | % | =SubTotal(G1:G1) | 1 | =PRODUCT(C2*E2,F2) | =G2
B |  | Waste and Fixings | =GetValue("Waste 7.5%",3) | % | =SubTotal(G1:G2) | 1 | =PRODUCT(C3*E3,F3) | =G3
B |  | freight | 0.02 | % | =SubTotal(G1:G3) | 1 | =PRODUCT(C4*E4,F4) | =G4
B | Drainer | Drainlayer | 0.25 | hour | =GetRate("LAB1",$A5,2) | 1 | =PRODUCT(C5*E5,F5) | =G5
B | DrainLab | Drainlayers Labourer | 0.083333 | hour | =GetRate("LAB1",$A6,2) | 1 | =PRODUCT(C6*E6,F6) | =G6
B | DrainEquip | Drainage Excavation and Compacting Equip | 0.083333 | hour | =GetRate("RES1",$A7,2) | 1 | =PRODUCT(C7*E7,F7) | =G7
B |  | Margin | =GetValue("Builders margin",3) | % | =SubTotal(G1:G7) | 1 | =PRODUCT(C8*E8,F8) | =G8
I | T29.07.043 | 100mm x all degrees | T29.07_DRA_Storm PVC | No
B | 70279 | P701.100.15 PLAIN BEND F+F | 1 | each | =GetRate("DRA",$A1,2) | 1 | =PRODUCT(C1*E1,F1) | =G1
B |  | Discount | =GetValue("Discount 30%",3) | % | =SubTotal(G1:G1) | 1 | =PRODUCT(C2*E2,F2) | =G2
B |  | Waste and Fixings | =GetValue("Waste 7.5%",3) | % | =SubTotal(G1:G2) | 1 | =PRODUCT(C3*E3,F3) | =G3
B |  | freight | 0.02 | % | =SubTotal(G1:G3) | 1 | =PRODUCT(C4*E4,F4) | =G4
B | Drainer | Drainlayer | 0.25 | hour | =GetRate("LAB1",$A5,2) | 1 | =PRODUCT(C5*E5,F5) | =G5
B | DrainLab | Drainlayers Labourer | 0.083333 | hour | =GetRate("LAB1",$A6,2) | 1 | =PRODUCT(C6*E6,F6) | =G6
B | DrainEquip | Drainage Excavation and Compacting Equip | 0.083333 | hour | =GetRate("RES1",$A7,2) | 1 | =PRODUCT(C7*E7,F7) | =G7
B |  | Margin | =GetValue("Builders margin",3) | % | =SubTotal(G1:G7) | 1 | =PRODUCT(C8*E8,F8) | =G8
I | T29.07.046 | 150mm x 11°, 22° | T29.07_DRA_Storm PVC | No
B | 71389 | Plain Bends F&F P701.150.45 PLAIN BEND F+F | 1 | each | =GetRate("DRA",$A1,2) | 1 | =PRODUCT(C1*E1,F1) | =G1
B |  | Discount | =GetValue("Discount 30%",3) | % | =SubTotal(G1:G1) | 1 | =PRODUCT(C2*E2,F2) | =G2
B |  | Waste and Fixings | =GetValue("Waste 7.5%",3) | % | =SubTotal(G1:G2) | 1 | =PRODUCT(C3*E3,F3) | =G3
B |  | freight | 0.02 | % | =SubTotal(G1:G3) | 1 | =PRODUCT(C4*E4,F4) | =G4
B | Drainer | Drainlayer | 0.27 | hour | =GetRate("LAB1",$A5,2) | 1 | =PRODUCT(C5*E5,F5) | =G5
B | DrainLab | Drainlayers Labourer | 0.09 | hour | =GetRate("LAB1",$A6,2) | 1 | =PRODUCT(C6*E6,F6) | =G6
B | DrainEquip | Drainage Excavation and Compacting Equip | 0.09 | hour | =GetRate("RES1",$A7,2) | 1 | =PRODUCT(C7*E7,F7) | =G7
B |  | Margin | =GetValue("Builders margin",3) | % | =SubTotal(G1:G7) | 1 | =PRODUCT(C8*E8,F8) | =G8
I | T29.07.049 | 150mm x 45°, 90° | T29.07_DRA_Storm PVC | No
B | 71468 | Plain Bends F&F P701.150.22 PLAIN BEND M+F | 1 | each | =GetRate("DRA",$A1,2) | 1 | =PRODUCT(C1*E1,F1) | =G1
B |  | Discount | =GetValue("Discount 30%",3) | % | =SubTotal(G1:G1) | 1 | =PRODUCT(C2*E2,F2) | =G2
B |  | Waste and Fixings | =GetValue("Waste 7.5%",3) | % | =SubTotal(G1:G2) | 1 | =PRODUCT(C3*E3,F3) | =G3
B |  | freight | 0.02 | % | =SubTotal(G1:G3) | 1 | =PRODUCT(C4*E4,F4) | =G4
B | Drainer | Drainlayer | 0.27 | hour | =GetRate("LAB1",$A5,2) | 1 | =PRODUCT(C5*E5,F5) | =G5
B | DrainLab | Drainlayers Labourer | 0.09 | hour | =GetRate("LAB1",$A6,2) | 1 | =PRODUCT(C6*E6,F6) | =G6
B | DrainEquip | Drainage Excavation and Compacting Equip | 0.09 | hour | =GetRate("RES1",$A7,2) | 1 | =PRODUCT(C7*E7,F7) | =G7
B |  | Margin | =GetValue("Builders margin",3) | % | =SubTotal(G1:G7) | 1 | =PRODUCT(C8*E8,F8) | =G8
I | T29.07.052 | 175mm x 11°, 22°, 45° | T29.07_DRA_Storm PVC | No
B | 78116 | Plain Bend F&F P701.175.11 PLAIN BEND F+F | 1 | each | =GetRate("DRA",$A1,2) | 1 | =PRODUCT(C1*E1,F1) | =G1
B |  | Discount | =GetValue("Discount 30%",3) | % | =SubTotal(G1:G1) | 1 | =PRODUCT(C2*E2,F2) | =G2
B |  | Waste and Fixings | =GetValue("Waste 7.5%",3) | % | =SubTotal(G1:G2) | 1 | =PRODUCT(C3*E3,F3) | =G3
B |  | freight | 0.02 | % | =SubTotal(G1:G3) | 1 | =PRODUCT(C4*E4,F4) | =G4
B | Drainer | Drainlayer | 0.28 | hour | =GetRate("LAB1",$A5,2) | 1 | =PRODUCT(C5*E5,F5) | =G5
B | DrainLab | Drainlayers Labourer | 0.093333 | hour | =GetRate("LAB1",$A6,2) | 1 | =PRODUCT(C6*E6,F6) | =G6
B | DrainEquip | Drainage Excavation and Compacting Equip | 0.093333 | hour | =GetRate("RES1",$A7,2) | 1 | =PRODUCT(C7*E7,F7) | =G7
B |  | Margin | =GetValue("Builders margin",3) | % | =SubTotal(G1:G7) | 1 | =PRODUCT(C8*E8,F8) | =G8
I | T29.07.055 | 175mm x 90° | T29.07_DRA_Storm PVC | No
B | 71482 | Plain Bend F&F P701.175.90 PLAIN BEND F+F | 1 | each | =GetRate("DRA",$A1,2) | 1 | =PRODUCT(C1*E1,F1) | =G1
B |  | Discount | =GetValue("Discount 30%",3) | % | =SubTotal(G1:G1) | 1 | =PRODUCT(C2*E2,F2) | =G2
B |  | Waste and Fixings | =GetValue("Waste 7.5%",3) | % | =SubTotal(G1:G2) | 1 | =PRODUCT(C3*E3,F3) | =G3
B |  | freight | 0.02 | % | =SubTotal(G1:G3) | 1 | =PRODUCT(C4*E4,F4) | =G4
B | Drainer | Drainlayer | 0.28 | hour | =GetRate("LAB1",$A5,2) | 1 | =PRODUCT(C5*E5,F5) | =G5
B | DrainLab | Drainlayers Labourer | 0.093333 | hour | =GetRate("LAB1",$A6,2) | 1 | =PRODUCT(C6*E6,F6) | =G6
B | DrainEquip | Drainage Excavation and Compacting Equip | 0.093333 | hour | =GetRate("RES1",$A7,2) | 1 | =PRODUCT(C7*E7,F7) | =G7
B |  | Margin | =GetValue("Builders margin",3) | % | =SubTotal(G1:G7) | 1 | =PRODUCT(C8*E8,F8) | =G8
I | T29.07.058 | 225mm x 11°, 22°, 45° | T29.07_DRA_Storm PVC | No
B | 71494 | Plain Bend F&F P701.225.11 PLAIN BEND F+F | 1 | each | =GetRate("DRA",$A1,2) | 1 | =PRODUCT(C1*E1,F1) | =G1
B |  | Discount | =GetValue("Discount 30%",3) | % | =SubTotal(G1:G1) | 1 | =PRODUCT(C2*E2,F2) | =G2
B |  | Waste and Fixings | =GetValue("Waste 7.5%",3) | % | =SubTotal(G1:G2) | 1 | =PRODUCT(C3*E3,F3) | =G3
B |  | freight | 0.02 | % | =SubTotal(G1:G3) | 1 | =PRODUCT(C4*E4,F4) | =G4
B | Drainer | Drainlayer | 0.35 | hour | =GetRate("LAB1",$A5,2) | 1 | =PRODUCT(C5*E5,F5) | =G5
B | DrainLab | Drainlayers Labourer | 0.11667 | hour | =GetRate("LAB1",$A6,2) | 1 | =PRODUCT(C6*E6,F6) | =G6
B | DrainEquip | Drainage Excavation and Compacting Equip | 0.11667 | hour | =GetRate("RES1",$A7,2) | 1 | =PRODUCT(C7*E7,F7) | =G7
B |  | Margin | =GetValue("Builders margin",3) | % | =SubTotal(G1:G7) | 1 | =PRODUCT(C8*E8,F8) | =G8
I | T29.07.061 | 225mm x 90° | T29.07_DRA_Storm PVC | No
B | 71499 | Plain Bend F&F P701.225.90 PLAIN BEND F+F | 1 | each | =GetRate("DRA",$A1,2) | 1 | =PRODUCT(C1*E1,F1) | =G1
B |  | Discount | =GetValue("Discount 30%",3) | % | =SubTotal(G1:G1) | 1 | =PRODUCT(C2*E2,F2) | =G2
B |  | Waste and Fixings | =GetValue("Waste 7.5%",3) | % | =SubTotal(G1:G2) | 1 | =PRODUCT(C3*E3,F3) | =G3
B |  | freight | 0.02 | % | =SubTotal(G1:G3) | 1 | =PRODUCT(C4*E4,F4) | =G4
B | Drainer | Drainlayer | 0.35 | hour | =GetRate("LAB1",$A5,2) | 1 | =PRODUCT(C5*E5,F5) | =G5
B | DrainLab | Drainlayers Labourer | 0.11667 | hour | =GetRate("LAB1",$A6,2) | 1 | =PRODUCT(C6*E6,F6) | =G6
B | DrainEquip | Drainage Excavation and Compacting Equip | 0.11667 | hour | =GetRate("RES1",$A7,2) | 1 | =PRODUCT(C7*E7,F7) | =G7
B |  | Margin | =GetValue("Builders margin",3) | % | =SubTotal(G1:G7) | 1 | =PRODUCT(C8*E8,F8) | =G8
I | T29.07.064 | 300mm x 22°, 45° | T29.07_DRA_Storm PVC | No
B | 71425 | Plain Bend F&F P701.300.22 PLAIN BEND F+F | 1 | each | =GetRate("DRA",$A1,2) | 1 | =PRODUCT(C1*E1,F1) | =G1
B |  | Discount | =GetValue("Discount 30%",3) | % | =SubTotal(G1:G1) | 1 | =PRODUCT(C2*E2,F2) | =G2
B |  | Waste and Fixings | =GetValue("Waste 7.5%",3) | % | =SubTotal(G1:G2) | 1 | =PRODUCT(C3*E3,F3) | =G3
B |  | freight | 0.02 | % | =SubTotal(G1:G3) | 1 | =PRODUCT(C4*E4,F4) | =G4
B | Drainer | Drainlayer | 0.6 | hour | =GetRate("LAB1",$A5,2) | 1 | =PRODUCT(C5*E5,F5) | =G5
B | DrainLab | Drainlayers Labourer | 0.2 | hour | =GetRate("LAB1",$A6,2) | 1 | =PRODUCT(C6*E6,F6) | =G6
B | DrainEquip | Drainage Excavation and Compacting Equip | 0.2 | hour | =GetRate("RES1",$A7,2) | 1 | =PRODUCT(C7*E7,F7) | =G7
B |  | Margin | =GetValue("Builders margin",3) | % | =SubTotal(G1:G7) | 1 | =PRODUCT(C8*E8,F8) | =G8
I | T29.07.067 | 300mm x 90° | T29.07_DRA_Storm PVC | No
B | 71426 | Plain Bend F&F P701.300.90 PLAIN BEND F+F | 1 | each | =GetRate("DRA",$A1,2) | 1 | =PRODUCT(C1*E1,F1) | =G1
B |  | Discount | =GetValue("Discount 30%",3) | % | =SubTotal(G1:G1) | 1 | =PRODUCT(C2*E2,F2) | =G2
B |  | Waste and Fixings | =GetValue("Waste 7.5%",3) | % | =SubTotal(G1:G2) | 1 | =PRODUCT(C3*E3,F3) | =G3
B |  | freight | 0.02 | % | =SubTotal(G1:G3) | 1 | =PRODUCT(C4*E4,F4) | =G4
B | Drainer | Drainlayer | 0.6 | hour | =GetRate("LAB1",$A5,2) | 1 | =PRODUCT(C5*E5,F5) | =G5
B | DrainLab | Drainlayers Labourer | 0.2 | hour | =GetRate("LAB1",$A6,2) | 1 | =PRODUCT(C6*E6,F6) | =G6
B | DrainEquip | Drainage Excavation and Compacting Equip | 0.2 | hour | =GetRate("RES1",$A7,2) | 1 | =PRODUCT(C7*E7,F7) | =G7
B |  | Margin | =GetValue("Builders margin",3) | % | =SubTotal(G1:G7) | 1 | =PRODUCT(C8*E8,F8) | =G8
I | T29.07.070 | 375mm x 45° | T29.07_DRA_Storm PVC | No
B | 70507 | Plain Bend F&F SN4 - Solvent Joint DWV1501.375.45 SJ PLAIN BEND F+F SN4 | 1 | each | =GetRate("DRA",$A1,2) | 1 | =PRODUCT(C1*E1,F1) | =G1
B |  | Discount | =GetValue("Discount 30%",3) | % | =SubTotal(G1:G1) | 1 | =PRODUCT(C2*E2,F2) | =G2
B |  | Waste and Fixings | =GetValue("Waste 7.5%",3) | % | =SubTotal(G1:G2) | 1 | =PRODUCT(C3*E3,F3) | =G3
B |  | freight | 0.02 | % | =SubTotal(G1:G3) | 1 | =PRODUCT(C4*E4,F4) | =G4
B | Drainer | Drainlayer | 0.7 | hour | =GetRate("LAB1",$A5,2) | 1 | =PRODUCT(C5*E5,F5) | =G5
B | DrainLab | Drainlayers Labourer | 0.23333 | hour | =GetRate("LAB1",$A6,2) | 1 | =PRODUCT(C6*E6,F6) | =G6
B | DrainEquip | Drainage Excavation and Compacting Equip | 0.23333 | hour | =GetRate("RES1",$A7,2) | 1 | =PRODUCT(C7*E7,F7) | =G7
B |  | Margin | =GetValue("Builders margin",3) | % | =SubTotal(G1:G7) | 1 | =PRODUCT(C8*E8,F8) | =G8
I | T29.07.073 | 375mm x 88° | T29.07_DRA_Storm PVC | No
B | 70508 | Plain Bend F&F SN4 - Solvent Joint DWV1501.375.88.SJ PLAIN BEND F+F SN4 | 1 | each | =GetRate("DRA",$A1,2) | 1 | =PRODUCT(C1*E1,F1) | =G1
B |  | Discount | =GetValue("Discount 30%",3) | % | =SubTotal(G1:G1) | 1 | =PRODUCT(C2*E2,F2) | =G2
B |  | Waste and Fixings | =GetValue("Waste 7.5%",3) | % | =SubTotal(G1:G2) | 1 | =PRODUCT(C3*E3,F3) | =G3
B |  | freight | 0.02 | % | =SubTotal(G1:G3) | 1 | =PRODUCT(C4*E4,F4) | =G4
B | Drainer | Drainlayer | 0.7 | hour | =GetRate("LAB1",$A5,2) | 1 | =PRODUCT(C5*E5,F5) | =G5
B | DrainLab | Drainlayers Labourer | 0.23333 | hour | =GetRate("LAB1",$A6,2) | 1 | =PRODUCT(C6*E6,F6) | =G6
B | DrainEquip | Drainage Excavation and Compacting Equip | 0.23333 | hour | =GetRate("RES1",$A7,2) | 1 | =PRODUCT(C7*E7,F7) | =G7
B |  | Margin | =GetValue("Builders margin",3) | % | =SubTotal(G1:G7) | 1 | =PRODUCT(C8*E8,F8) | =G8
I | T29.07.076 | <b>Junctions to PVC Pipe</b> | T29.07_DRA_Storm PVC
I | T29.07.079 | Plain, fabricated | T29.07_DRA_Storm PVC
I | T29.07.082 | 100mm x 45° | T29.07_DRA_Storm PVC | No
B | 71455 | Plain Junction Threaded P704.100.45 PLAIN JUNCTION | 1 | each | =GetRate("DRA",$A1,2) | 1 | =PRODUCT(C1*E1,F1) | =G1
B |  | Discount | =GetValue("Discount 30%",3) | % | =SubTotal(G1:G1) | 1 | =PRODUCT(C2*E2,F2) | =G2
B |  | Waste and Fixings | =GetValue("Waste 7.5%",3) | % | =SubTotal(G1:G2) | 1 | =PRODUCT(C3*E3,F3) | =G3
B |  | freight | 0.02 | % | =SubTotal(G1:G3) | 1 | =PRODUCT(C4*E4,F4) | =G4
B | Drainer | Drainlayer | 0.25 | hour | =GetRate("LAB1",$A5,2) | 1 | =PRODUCT(C5*E5,F5) | =G5
B | DrainLab | Drainlayers Labourer | 0.083333 | hour | =GetRate("LAB1",$A6,2) | 1 | =PRODUCT(C6*E6,F6) | =G6
B | DrainEquip | Drainage Excavation and Compacting Equip | 0.083333 | hour | =GetRate("RES1",$A7,2) | 1 | =PRODUCT(C7*E7,F7) | =G7
B |  | Margin | =GetValue("Builders margin",3) | % | =SubTotal(G1:G7) | 1 | =PRODUCT(C8*E8,F8) | =G8
I | T29.07.085 | 100mm x 88° | T29.07_DRA_Storm PVC | No
B | 71456 | Plain Junction Threaded P704.100.88 PLAIN JUNCTION | 1 | each | =GetRate("DRA",$A1,2) | 1 | =PRODUCT(C1*E1,F1) | =G1
B |  | Discount | =GetValue("Discount 30%",3) | % | =SubTotal(G1:G1) | 1 | =PRODUCT(C2*E2,F2) | =G2
B |  | Waste and Fixings | =GetValue("Waste 7.5%",3) | % | =SubTotal(G1:G2) | 1 | =PRODUCT(C3*E3,F3) | =G3
B |  | freight | 0.02 | % | =SubTotal(G1:G3) | 1 | =PRODUCT(C4*E4,F4) | =G4
B | Drainer | Drainlayer | 0.25 | hour | =GetRate("LAB1",$A5,2) | 1 | =PRODUCT(C5*E5,F5) | =G5
B | DrainLab | Drainlayers Labourer | 0.083333 | hour | =GetRate("LAB1",$A6,2) | 1 | =PRODUCT(C6*E6,F6) | =G6
B | DrainEquip | Drainage Excavation and Compacting Equip | 0.083333 | hour | =GetRate("RES1",$A7,2) | 1 | =PRODUCT(C7*E7,F7) | =G7
B |  | Margin | =GetValue("Builders margin",3) | % | =SubTotal(G1:G7) | 1 | =PRODUCT(C8*E8,F8) | =G8
I | T29.07.088 | 150mm x 45° | T29.07_DRA_Storm PVC | No
B | 70131 | Plain Junction DWVZ1504.150.45 PLAIN JUNCTION M+F | 1 | each | =GetRate("DRA",$A1,2) | 1 | =PRODUCT(C1*E1,F1) | =G1
B |  | Discount | =GetValue("Discount 30%",3) | % | =SubTotal(G1:G1) | 1 | =PRODUCT(C2*E2,F2) | =G2
B |  | Waste and Fixings | =GetValue("Waste 7.5%",3) | % | =SubTotal(G1:G2) | 1 | =PRODUCT(C3*E3,F3) | =G3
B |  | freight | 0.02 | % | =SubTotal(G1:G3) | 1 | =PRODUCT(C4*E4,F4) | =G4
B | Drainer | Drainlayer | 0.3 | hour | =GetRate("LAB1",$A5,2) | 1 | =PRODUCT(C5*E5,F5) | =G5
B | DrainLab | Drainlayers Labourer | 0.1 | hour | =GetRate("LAB1",$A6,2) | 1 | =PRODUCT(C6*E6,F6) | =G6
B | DrainEquip | Drainage Excavation and Compacting Equip | 0.1 | hour | =GetRate("RES1",$A7,2) | 1 | =PRODUCT(C7*E7,F7) | =G7
B |  | Margin | =GetValue("Builders margin",3) | % | =SubTotal(G1:G7) | 1 | =PRODUCT(C8*E8,F8) | =G8
I | T29.07.091 | 150mm x 88° | T29.07_DRA_Storm PVC | No
B | 70133 | Plain Junction DWVZ1504.150.88 PLAIN JUNCTION M+F | 1 | each | =GetRate("DRA",$A1,2) | 1 | =PRODUCT(C1*E1,F1) | =G1
B |  | Discount | =GetValue("Discount 30%",3) | % | =SubTotal(G1:G1) | 1 | =PRODUCT(C2*E2,F2) | =G2
B |  | Waste and Fixings | =GetValue("Waste 7.5%",3) | % | =SubTotal(G1:G2) | 1 | =PRODUCT(C3*E3,F3) | =G3
B |  | freight | 0.02 | % | =SubTotal(G1:G3) | 1 | =PRODUCT(C4*E4,F4) | =G4
B | Drainer | Drainlayer | 0.3 | hour | =GetRate("LAB1",$A5,2) | 1 | =PRODUCT(C5*E5,F5) | =G5
B | DrainLab | Drainlayers Labourer | 0.1 | hour | =GetRate("LAB1",$A6,2) | 1 | =PRODUCT(C6*E6,F6) | =G6
B | DrainEquip | Drainage Excavation and Compacting Equip | 0.1 | hour | =GetRate("RES1",$A7,2) | 1 | =PRODUCT(C7*E7,F7) | =G7
B |  | Margin | =GetValue("Builders margin",3) | % | =SubTotal(G1:G7) | 1 | =PRODUCT(C8*E8,F8) | =G8
I | T29.07.094 | 175mm x 45° | T29.07_DRA_Storm PVC | No
B | 71486 | Plain Junction P704.175.45 PLAIN JUNCTION | 1 | each | =GetRate("DRA",$A1,2) | 1 | =PRODUCT(C1*E1,F1) | =G1
B |  | Discount | =GetValue("Discount 30%",3) | % | =SubTotal(G1:G1) | 1 | =PRODUCT(C2*E2,F2) | =G2
B |  | Waste and Fixings | =GetValue("Waste 7.5%",3) | % | =SubTotal(G1:G2) | 1 | =PRODUCT(C3*E3,F3) | =G3
B |  | freight | 0.02 | % | =SubTotal(G1:G3) | 1 | =PRODUCT(C4*E4,F4) | =G4
B | Drainer | Drainlayer | 0.35 | hour | =GetRate("LAB1",$A5,2) | 1 | =PRODUCT(C5*E5,F5) | =G5
B | DrainLab | Drainlayers Labourer | 0.11667 | hour | =GetRate("LAB1",$A6,2) | 1 | =PRODUCT(C6*E6,F6) | =G6
B | DrainEquip | Drainage Excavation and Compacting Equip | 0.11667 | hour | =GetRate("RES1",$A7,2) | 1 | =PRODUCT(C7*E7,F7) | =G7
B |  | Margin | =GetValue("Builders margin",3) | % | =SubTotal(G1:G7) | 1 | =PRODUCT(C8*E8,F8) | =G8
I | T29.07.097 | 175mm x 88° | T29.07_DRA_Storm PVC | No
B | 71487 | Plain Junction P704.175.90 PLAIN JUNCTION | 1 | each | =GetRate("DRA",$A1,2) | 1 | =PRODUCT(C1*E1,F1) | =G1
B |  | Discount | =GetValue("Discount 30%",3) | % | =SubTotal(G1:G1) | 1 | =PRODUCT(C2*E2,F2) | =G2
B |  | Waste and Fixings | =GetValue("Waste 7.5%",3) | % | =SubTotal(G1:G2) | 1 | =PRODUCT(C3*E3,F3) | =G3
B |  | freight | 0.02 | % | =SubTotal(G1:G3) | 1 | =PRODUCT(C4*E4,F4) | =G4
B | Drainer | Drainlayer | 0.35 | hour | =GetRate("LAB1",$A5,2) | 1 | =PRODUCT(C5*E5,F5) | =G5
B | DrainLab | Drainlayers Labourer | 0.11667 | hour | =GetRate("LAB1",$A6,2) | 1 | =PRODUCT(C6*E6,F6) | =G6
B | DrainEquip | Drainage Excavation and Compacting Equip | 0.11667 | hour | =GetRate("RES1",$A7,2) | 1 | =PRODUCT(C7*E7,F7) | =G7
B |  | Margin | =GetValue("Builders margin",3) | % | =SubTotal(G1:G7) | 1 | =PRODUCT(C8*E8,F8) | =G8
I | T29.07.100 | Plain, fabricated, fibreglassed | T29.07_DRA_Storm PVC
I | T29.07.103 | 175mm x 45° | T29.07_DRA_Storm PVC | No
B | 71486G | Plain Junction Glassed P704.175.45 PLAIN JUNCTION F/G | 1 | each | =GetRate("DRA",$A1,2) | 1 | =PRODUCT(C1*E1,F1) | =G1
B |  | Discount | =GetValue("Discount 30%",3) | % | =SubTotal(G1:G1) | 1 | =PRODUCT(C2*E2,F2) | =G2
B |  | Waste and Fixings | =GetValue("Waste 7.5%",3) | % | =SubTotal(G1:G2) | 1 | =PRODUCT(C3*E3,F3) | =G3
B |  | freight | 0.02 | % | =SubTotal(G1:G3) | 1 | =PRODUCT(C4*E4,F4) | =G4
B | Drainer | Drainlayer | 0.35 | hour | =GetRate("LAB1",$A5,2) | 1 | =PRODUCT(C5*E5,F5) | =G5
B | DrainLab | Drainlayers Labourer | 0.11667 | hour | =GetRate("LAB1",$A6,2) | 1 | =PRODUCT(C6*E6,F6) | =G6
B | DrainEquip | Drainage Excavation and Compacting Equip | 0.11667 | hour | =GetRate("RES1",$A7,2) | 1 | =PRODUCT(C7*E7,F7) | =G7
B |  | Margin | =GetValue("Builders margin",3) | % | =SubTotal(G1:G7) | 1 | =PRODUCT(C8*E8,F8) | =G8
I | T29.07.106 | 175mm x 88° | T29.07_DRA_Storm PVC | No
B | 71487G | Plain Junction Glassed P704.175.90 PLAIN JUNCTION F/G | 1 | each | =GetRate("DRA",$A1,2) | 1 | =PRODUCT(C1*E1,F1) | =G1
B |  | Discount | =GetValue("Discount 30%",3) | % | =SubTotal(G1:G1) | 1 | =PRODUCT(C2*E2,F2) | =G2
B |  | Waste and Fixings | =GetValue("Waste 7.5%",3) | % | =SubTotal(G1:G2) | 1 | =PRODUCT(C3*E3,F3) | =G3
B |  | freight | 0.02 | % | =SubTotal(G1:G3) | 1 | =PRODUCT(C4*E4,F4) | =G4
B | Drainer | Drainlayer | 0.35 | hour | =GetRate("LAB1",$A5,2) | 1 | =PRODUCT(C5*E5,F5) | =G5
B | DrainLab | Drainlayers Labourer | 0.11667 | hour | =GetRate("LAB1",$A6,2) | 1 | =PRODUCT(C6*E6,F6) | =G6
B | DrainEquip | Drainage Excavation and Compacting Equip | 0.11667 | hour | =GetRate("RES1",$A7,2) | 1 | =PRODUCT(C7*E7,F7) | =G7
B |  | Margin | =GetValue("Builders margin",3) | % | =SubTotal(G1:G7) | 1 | =PRODUCT(C8*E8,F8) | =G8
I | T29.07.109 | Reducing, fabricated | T29.07_DRA_Storm PVC
I | T29.07.112 | 150mm x 100mm x 45° | T29.07_DRA_Storm PVC | No
B | 71273 | Reducing Junction P704.150.100.90 REDUCING JUNCTION | 1 | each | =GetRate("DRA",$A1,2) | 1 | =PRODUCT(C1*E1,F1) | =G1
B |  | Discount | =GetValue("Discount 30%",3) | % | =SubTotal(G1:G1) | 1 | =PRODUCT(C2*E2,F2) | =G2
B |  | Waste and Fixings | =GetValue("Waste 7.5%",3) | % | =SubTotal(G1:G2) | 1 | =PRODUCT(C3*E3,F3) | =G3
B |  | freight | 0.02 | % | =SubTotal(G1:G3) | 1 | =PRODUCT(C4*E4,F4) | =G4
B | Drainer | Drainlayer | 0.3 | hour | =GetRate("LAB1",$A5,2) | 1 | =PRODUCT(C5*E5,F5) | =G5
B | DrainLab | Drainlayers Labourer | 0.1 | hour | =GetRate("LAB1",$A6,2) | 1 | =PRODUCT(C6*E6,F6) | =G6
B | DrainEquip | Drainage Excavation and Compacting Equip | 0.1 | hour | =GetRate("RES1",$A7,2) | 1 | =PRODUCT(C7*E7,F7) | =G7
B |  | Margin | =GetValue("Builders margin",3) | % | =SubTotal(G1:G7) | 1 | =PRODUCT(C8*E8,F8) | =G8
I | T29.07.115 | 150mm x 100mm x 90° | T29.07_DRA_Storm PVC | No
B | 71396 | Reducing Junction P704.150.100.45 REDUCING JUNCTION | 1 | each | =GetRate("DRA",$A1,2) | 1 | =PRODUCT(C1*E1,F1) | =G1
B |  | Discount | =GetValue("Discount 30%",3) | % | =SubTotal(G1:G1) | 1 | =PRODUCT(C2*E2,F2) | =G2
B |  | Waste and Fixings | =GetValue("Waste 7.5%",3) | % | =SubTotal(G1:G2) | 1 | =PRODUCT(C3*E3,F3) | =G3
B |  | freight | 0.02 | % | =SubTotal(G1:G3) | 1 | =PRODUCT(C4*E4,F4) | =G4
B | Drainer | Drainlayer | 0.3 | hour | =GetRate("LAB1",$A5,2) | 1 | =PRODUCT(C5*E5,F5) | =G5
B | DrainLab | Drainlayers Labourer | 0.1 | hour | =GetRate("LAB1",$A6,2) | 1 | =PRODUCT(C6*E6,F6) | =G6
B | DrainEquip | Drainage Excavation and Compacting Equip | 0.1 | hour | =GetRate("RES1",$A7,2) | 1 | =PRODUCT(C7*E7,F7) | =G7
B |  | Margin | =GetValue("Builders margin",3) | % | =SubTotal(G1:G7) | 1 | =PRODUCT(C8*E8,F8) | =G8
I | T29.08.001 | Stormwater Drains: Polypropylene | T29.08_DRA_Storm Polyprop
I | T29.08.004 | <b>CivilBoss Polypropylene Pipe,</b> with rubber ring joints, in trench not exceeding 1.5m total depth | T29.08_DRA_Storm Polyprop
I | T29.08.037 | <b>Grade SN16</b> | T29.08_DRA_Storm Polyprop
I | T29.08.040 | 225mm dia | T29.08_DRA_Storm Polyprop | m
B | CIV225.16.6 | Pipe PP Ø225 RJ Includes Ring Red Grey SN16 6M Civil Boss | 1 | each | =GetRate("DRA",$A1,2) | 0.16667 | =PRODUCT(C1*E1,F1) | =G1
B |  | Discount | =GetValue("Discount 30%",3) | % | =SubTotal(G1:G1) | 1 | =PRODUCT(C2*E2,F2) | =G2
B |  | Waste and Fixings | =GetValue("Waste 7.5%",3) | % | =SubTotal(G1:G2) | 1 | =PRODUCT(C3*E3,F3) | =G3
B |  | freight | 0.05 | % | =SubTotal(G1:G3) | 1 | =PRODUCT(C4*E4,F4) | =G4
B | BRR225.8 | Ring Rubber Ø225 SN8/SN16 Bosspipe | 1 | each | =GetRate("DRA",$A5,2) | 0.16667 | =PRODUCT(C5*E5,F5) | =G5
B |  | Discount | =GetValue("Discount 30%",3) | % | =SubTotal(G5:G5) | 1 | =PRODUCT(C6*E6,F6) | =G6
B |  | Waste and Fixings | =GetValue("Waste 7.5%",3) | % | =SubTotal(G5:G6) | 1 | =PRODUCT(C7*E7,F7) | =G7
B | BEDP | Pipe Bedding 7mm | 0.19 | m3 | =GetRate("GEN1",$A8,2) | 1 | =PRODUCT(C8*E8,F8) | =G8
B |  | Discount | =GetValue("Discount 10%",3) | % | =SubTotal(G8:G8) | 1 | =PRODUCT(C9*E9,F9) | =G9
B |  | Waste and Fixings | =GetValue("Waste 12.5%",3) | % | =SubTotal(G8:G9) | 1 | =PRODUCT(C10*E10,F10) | =G10
B | Drainer | Drainlayer | 0.4 | hour | =GetRate("LAB1",$A11,2) | 1 | =PRODUCT(C11*E11,F11) | =G11
B | DrainLab | Drainlayers Labourer | 0.13333 | hour | =GetRate("LAB1",$A12,2) | 1 | =PRODUCT(C12*E12,F12) | =G12
B | DrainEquip | Drainage Excavation and Compacting Equip | 0.13333 | hour | =GetRate("RES1",$A13,2) | 1 | =PRODUCT(C13*E13,F13) | =G13
B |  | Margin | =GetValue("Builders margin",3) | % | =SubTotal(G1:G13) | 1 | =PRODUCT(C14*E14,F14) | =G14
B |  | Excavator is for handling bedding etc, at same time allowance as labourer. Trenching per se is separate.
I | T29.08.043 | 300mm dia | T29.08_DRA_Storm Polyprop | m
B | CIV300.16.6 | Pipe PP Ø300 RJ Includes Ring Red Grey SN16 6M Civil Boss | 1 | each | =GetRate("DRA",$A1,2) | 0.16667 | =PRODUCT(C1*E1,F1) | =G1
B |  | Discount | =GetValue("Discount 30%",3) | % | =SubTotal(G1:G1) | 1 | =PRODUCT(C2*E2,F2) | =G2
B |  | Waste and Fixings | =GetValue("Waste 7.5%",3) | % | =SubTotal(G1:G2) | 1 | =PRODUCT(C3*E3,F3) | =G3
B |  | freight | 0.05 | % | =SubTotal(G1:G3) | 1 | =PRODUCT(C4*E4,F4) | =G4
B | BRR300.16 | Rubber Ring Ø300mm for Bosspipe SN16 | 1 | each | =GetRate("DRA",$A5,2) | 0.16667 | =PRODUCT(C5*E5,F5) | =G5
B |  | Discount | =GetValue("Discount 30%",3) | % | =SubTotal(G5:G5) | 1 | =PRODUCT(C6*E6,F6) | =G6
B |  | Waste and Fixings | =GetValue("Waste 7.5%",3) | % | =SubTotal(G5:G6) | 1 | =PRODUCT(C7*E7,F7) | =G7
B | BEDP | Pipe Bedding 7mm | 0.31 | m3 | =GetRate("GEN1",$A8,2) | 1 | =PRODUCT(C8*E8,F8) | =G8
B |  | Discount | =GetValue("Discount 10%",3) | % | =SubTotal(G8:G8) | 1 | =PRODUCT(C9*E9,F9) | =G9
B |  | Waste and Fixings | =GetValue("Waste 12.5%",3) | % | =SubTotal(G8:G9) | 1 | =PRODUCT(C10*E10,F10) | =G10
B | Drainer | Drainlayer | 0.6 | hour | =GetRate("LAB1",$A11,2) | 1 | =PRODUCT(C11*E11,F11) | =G11
B | DrainLab | Drainlayers Labourer | 0.2 | hour | =GetRate("LAB1",$A12,2) | 1 | =PRODUCT(C12*E12,F12) | =G12
B | DrainEquip | Drainage Excavation and Compacting Equip | 0.2 | hour | =GetRate("RES1",$A13,2) | 1 | =PRODUCT(C13*E13,F13) | =G13
B |  | Margin | =GetValue("Builders margin",3) | % | =SubTotal(G1:G13) | 1 | =PRODUCT(C14*E14,F14) | =G14
B |  | Excavator is for handling bedding etc, at same time allowance as labourer. Trenching per se is separate.
I | T29.08.046 | 375mm dia | T29.08_DRA_Storm Polyprop | m
B | CIV375.16.6 | Pipe PP Ø375 RJ Includes Ring Red Grey SN16 6M Civil Boss | 1 | each | =GetRate("DRA",$A1,2) | 0.16667 | =PRODUCT(C1*E1,F1) | =G1
B |  | Discount | =GetValue("Discount 30%",3) | % | =SubTotal(G1:G1) | 1 | =PRODUCT(C2*E2,F2) | =G2
B |  | Waste and Fixings | =GetValue("Waste 7.5%",3) | % | =SubTotal(G1:G2) | 1 | =PRODUCT(C3*E3,F3) | =G3
B |  | freight | 0.05 | % | =SubTotal(G1:G3) | 1 | =PRODUCT(C4*E4,F4) | =G4
B | BRR375.16 | Rubber Ring Ø375mm for Bosspipe SN16 | 1 | each | =GetRate("DRA",$A5,2) | 0.16667 | =PRODUCT(C5*E5,F5) | =G5
B |  | Discount | =GetValue("Discount 30%",3) | % | =SubTotal(G5:G5) | 1 | =PRODUCT(C6*E6,F6) | =G6
B |  | Waste and Fixings | =GetValue("Waste 7.5%",3) | % | =SubTotal(G5:G6) | 1 | =PRODUCT(C7*E7,F7) | =G7
B | BEDP | Pipe Bedding 7mm | 0.38 | m3 | =GetRate("GEN1",$A8,2) | 1 | =PRODUCT(C8*E8,F8) | =G8
B |  | Discount | =GetValue("Discount 10%",3) | % | =SubTotal(G8:G8) | 1 | =PRODUCT(C9*E9,F9) | =G9
B |  | Waste and Fixings | =GetValue("Waste 12.5%",3) | % | =SubTotal(G8:G9) | 1 | =PRODUCT(C10*E10,F10) | =G10
B | Drainer | Drainlayer | 0.65 | hour | =GetRate("LAB1",$A11,2) | 1 | =PRODUCT(C11*E11,F11) | =G11
B | DrainLab | Drainlayers Labourer | 0.21667 | hour | =GetRate("LAB1",$A12,2) | 1 | =PRODUCT(C12*E12,F12) | =G12
B | DrainEquip | Drainage Excavation and Compacting Equip | 0.21667 | hour | =GetRate("RES1",$A13,2) | 1 | =PRODUCT(C13*E13,F13) | =G13
B |  | Margin | =GetValue("Builders margin",3) | % | =SubTotal(G1:G13) | 1 | =PRODUCT(C14*E14,F14) | =G14
B |  | Excavator is for handling bedding etc, at same time allowance as labourer. Trenching per se is separate.
I | T29.08.049 | 450mm dia | T29.08_DRA_Storm Polyprop | m
B | CIV450.16.6 | Pipe PP Ø450 RJ Includes Ring Red Grey SN16 6M Civil Boss | 1 | each | =GetRate("DRA",$A1,2) | 0.16667 | =PRODUCT(C1*E1,F1) | =G1
B |  | Discount | =GetValue("Discount 30%",3) | % | =SubTotal(G1:G1) | 1 | =PRODUCT(C2*E2,F2) | =G2
B |  | Waste and Fixings | =GetValue("Waste 7.5%",3) | % | =SubTotal(G1:G2) | 1 | =PRODUCT(C3*E3,F3) | =G3
B |  | freight | 0.05 | % | =SubTotal(G1:G3) | 1 | =PRODUCT(C4*E4,F4) | =G4
B | BRR450.16 | Rubber Ring Ø450mm for Bosspipe SN16 | 1 | each | =GetRate("DRA",$A5,2) | 0.16667 | =PRODUCT(C5*E5,F5) | =G5
B |  | Discount | =GetValue("Discount 30%",3) | % | =SubTotal(G5:G5) | 1 | =PRODUCT(C6*E6,F6) | =G6
B |  | Waste and Fixings | =GetValue("Waste 7.5%",3) | % | =SubTotal(G5:G6) | 1 | =PRODUCT(C7*E7,F7) | =G7
B | BEDP | Pipe Bedding 7mm | 0.58 | m3 | =GetRate("GEN1",$A8,2) | 1 | =PRODUCT(C8*E8,F8) | =G8
B |  | Discount | =GetValue("Discount 10%",3) | % | =SubTotal(G8:G8) | 1 | =PRODUCT(C9*E9,F9) | =G9
B |  | Waste and Fixings | =GetValue("Waste 12.5%",3) | % | =SubTotal(G8:G9) | 1 | =PRODUCT(C10*E10,F10) | =G10
B | Drainer | Drainlayer | 0.85 | hour | =GetRate("LAB1",$A11,2) | 1 | =PRODUCT(C11*E11,F11) | =G11
B | DrainLab | Drainlayers Labourer | 0.28333 | hour | =GetRate("LAB1",$A12,2) | 1 | =PRODUCT(C12*E12,F12) | =G12
B | DrainEquip | Drainage Excavation and Compacting Equip | 0.28333 | hour | =GetRate("RES1",$A13,2) | 1 | =PRODUCT(C13*E13,F13) | =G13
B |  | Margin | =GetValue("Builders margin",3) | % | =SubTotal(G1:G13) | 1 | =PRODUCT(C14*E14,F14) | =G14
B |  | Excavator is for handling bedding etc, at same time allowance as labourer. Trenching per se is separate.
I | T29.08.052 | <b>Bends to Polypropylene Pipe</b> | T29.08_DRA_Storm Polyprop
I | T29.08.055 | Plain, SN16, short radius | T29.08_DRA_Storm Polyprop
I | T29.08.058 | 225mm x 15°, 22°, 45° | T29.08_DRA_Storm Polyprop | No
B | 88412 | StormBoss Short Radius Bends - 15* - SN16 - SOE - Ring Not Incl STORMBOSS BEND 225MM 15* SN16 S/RADIUS | 1 | each | =GetRate("DRA",$A1,2) | 1 | =PRODUCT(C1*E1,F1) | =G1
B |  | Discount | =GetValue("Discount 30%",3) | % | =SubTotal(G1:G1) | 1 | =PRODUCT(C2*E2,F2) | =G2
B |  | Waste and Fixings | =GetValue("Waste 7.5%",3) | % | =SubTotal(G1:G2) | 1 | =PRODUCT(C3*E3,F3) | =G3
B |  | freight | 0.02 | % | =SubTotal(G1:G3) | 1 | =PRODUCT(C4*E4,F4) | =G4
B | 88181 | Rubber Rings - Storm/Sewer BossPipe BOSSPIPE RUBBER RING 225MM SN16 | 2 | each | =GetRate("DRA",$A5,2) | 1 | =PRODUCT(C5*E5,F5) | =G5
B |  | Discount | =GetValue("Discount 30%",3) | % | =SubTotal(G5:G5) | 1 | =PRODUCT(C6*E6,F6) | =G6
B |  | Waste and Fixings | =GetValue("Waste 7.5%",3) | % | =SubTotal(G5:G6) | 1 | =PRODUCT(C7*E7,F7) | =G7
B | Drainer | Drainlayer | 0.35 | hour | =GetRate("LAB1",$A8,2) | 1 | =PRODUCT(C8*E8,F8) | =G8
B | DrainLab | Drainlayers Labourer | 0.11667 | hour | =GetRate("LAB1",$A9,2) | 1 | =PRODUCT(C9*E9,F9) | =G9
B | DrainEquip | Drainage Excavation and Compacting Equip | 0.11667 | hour | =GetRate("RES1",$A10,2) | 1 | =PRODUCT(C10*E10,F10) | =G10
B |  | Margin | =GetValue("Builders margin",3) | % | =SubTotal(G1:G10) | 1 | =PRODUCT(C11*E11,F11) | =G11
I | T29.08.061 | 225mm x 90° | T29.08_DRA_Storm Polyprop | No
B | 88424 | StormBoss Short Radius Bends - 90* - SN16 - SOE - Ring Not Incl STORMBOSS BEND 225MM 90* SN16 S/RADIUS | 1 | each | =GetRate("DRA",$A1,2) | 1 | =PRODUCT(C1*E1,F1) | =G1
B |  | Discount | =GetValue("Discount 30%",3) | % | =SubTotal(G1:G1) | 1 | =PRODUCT(C2*E2,F2) | =G2
B |  | Waste and Fixings | =GetValue("Waste 7.5%",3) | % | =SubTotal(G1:G2) | 1 | =PRODUCT(C3*E3,F3) | =G3
B |  | freight | 0.02 | % | =SubTotal(G1:G3) | 1 | =PRODUCT(C4*E4,F4) | =G4
B | 88181 | Rubber Rings - Storm/Sewer BossPipe BOSSPIPE RUBBER RING 225MM SN16 | 2 | each | =GetRate("DRA",$A5,2) | 1 | =PRODUCT(C5*E5,F5) | =G5
B |  | Discount | =GetValue("Discount 30%",3) | % | =SubTotal(G5:G5) | 1 | =PRODUCT(C6*E6,F6) | =G6
B |  | Waste and Fixings | =GetValue("Waste 7.5%",3) | % | =SubTotal(G5:G6) | 1 | =PRODUCT(C7*E7,F7) | =G7
B | Drainer | Drainlayer | 0.35 | hour | =GetRate("LAB1",$A8,2) | 1 | =PRODUCT(C8*E8,F8) | =G8
B | DrainLab | Drainlayers Labourer | 0.11667 | hour | =GetRate("LAB1",$A9,2) | 1 | =PRODUCT(C9*E9,F9) | =G9
B | DrainEquip | Drainage Excavation and Compacting Equip | 0.11667 | hour | =GetRate("RES1",$A10,2) | 1 | =PRODUCT(C10*E10,F10) | =G10
B |  | Margin | =GetValue("Builders margin",3) | % | =SubTotal(G1:G10) | 1 | =PRODUCT(C11*E11,F11) | =G11
I | T29.08.064 | 300mm x 15°, 22°, 45° | T29.08_DRA_Storm Polyprop | No
B | 88413 | StormBoss Short Radius Bends - 15* - SN16 - SOE - Ring Not Incl STORMBOSS BEND 300MM 15* SN16 S/RADIUS | 1 | each | =GetRate("DRA",$A1,2) | 1 | =PRODUCT(C1*E1,F1) | =G1
B |  | Discount | =GetValue("Discount 30%",3) | % | =SubTotal(G1:G1) | 1 | =PRODUCT(C2*E2,F2) | =G2
B |  | Waste and Fixings | =GetValue("Waste 7.5%",3) | % | =SubTotal(G1:G2) | 1 | =PRODUCT(C3*E3,F3) | =G3
B |  | freight | 0.02 | % | =SubTotal(G1:G3) | 1 | =PRODUCT(C4*E4,F4) | =G4
B | 88183 | Rubber Rings - Storm/Sewer BossPipe BOSSPIPE RUBBER RING 300MM SN16 | 2 | each | =GetRate("DRA",$A5,2) | 1 | =PRODUCT(C5*E5,F5) | =G5
B |  | Discount | =GetValue("Discount 30%",3) | % | =SubTotal(G5:G5) | 1 | =PRODUCT(C6*E6,F6) | =G6
B |  | Waste and Fixings | =GetValue("Waste 7.5%",3) | % | =SubTotal(G5:G6) | 1 | =PRODUCT(C7*E7,F7) | =G7
B | Drainer | Drainlayer | 0.6 | hour | =GetRate("LAB1",$A8,2) | 1 | =PRODUCT(C8*E8,F8) | =G8
B | DrainLab | Drainlayers Labourer | 0.2 | hour | =GetRate("LAB1",$A9,2) | 1 | =PRODUCT(C9*E9,F9) | =G9
B | DrainEquip | Drainage Excavation and Compacting Equip | 0.2 | hour | =GetRate("RES1",$A10,2) | 1 | =PRODUCT(C10*E10,F10) | =G10
B |  | Margin | =GetValue("Builders margin",3) | % | =SubTotal(G1:G10) | 1 | =PRODUCT(C11*E11,F11) | =G11
I | T29.08.067 | 300mm x 90° | T29.08_DRA_Storm Polyprop | No
B | 88425 | StormBoss Short Radius Bends - 90* - SN16 - SOE - Ring Not Incl STORMBOSS BEND 300MM 90* SN16 S/RADIUS | 1 | each | =GetRate("DRA",$A1,2) | 1 | =PRODUCT(C1*E1,F1) | =G1
B |  | Discount | =GetValue("Discount 30%",3) | % | =SubTotal(G1:G1) | 1 | =PRODUCT(C2*E2,F2) | =G2
B |  | Waste and Fixings | =GetValue("Waste 7.5%",3) | % | =SubTotal(G1:G2) | 1 | =PRODUCT(C3*E3,F3) | =G3
B |  | freight | 0.02 | % | =SubTotal(G1:G3) | 1 | =PRODUCT(C4*E4,F4) | =G4
B | 88183 | Rubber Rings - Storm/Sewer BossPipe BOSSPIPE RUBBER RING 300MM SN16 | 2 | each | =GetRate("DRA",$A5,2) | 1 | =PRODUCT(C5*E5,F5) | =G5
B |  | Discount | =GetValue("Discount 30%",3) | % | =SubTotal(G5:G5) | 1 | =PRODUCT(C6*E6,F6) | =G6
B |  | Waste and Fixings | =GetValue("Waste 7.5%",3) | % | =SubTotal(G5:G6) | 1 | =PRODUCT(C7*E7,F7) | =G7
B | Drainer | Drainlayer | 0.6 | hour | =GetRate("LAB1",$A8,2) | 1 | =PRODUCT(C8*E8,F8) | =G8
B | DrainLab | Drainlayers Labourer | 0.2 | hour | =GetRate("LAB1",$A9,2) | 1 | =PRODUCT(C9*E9,F9) | =G9
B | DrainEquip | Drainage Excavation and Compacting Equip | 0.2 | hour | =GetRate("RES1",$A10,2) | 1 | =PRODUCT(C10*E10,F10) | =G10
B |  | Margin | =GetValue("Builders margin",3) | % | =SubTotal(G1:G10) | 1 | =PRODUCT(C11*E11,F11) | =G11
I | T29.08.070 | 375mm x 15°, 22°, 45° | T29.08_DRA_Storm Polyprop | No
B | 88414 | StormBoss Short Radius Bends - 15* - SN16 - SOE - Ring Not Incl STORMBOSS BEND 375MM 15* SN16 S/RADIUS | 1 | each | =GetRate("DRA",$A1,2) | 1 | =PRODUCT(C1*E1,F1) | =G1
B |  | Discount | =GetValue("Discount 30%",3) | % | =SubTotal(G1:G1) | 1 | =PRODUCT(C2*E2,F2) | =G2
B |  | Waste and Fixings | =GetValue("Waste 7.5%",3) | % | =SubTotal(G1:G2) | 1 | =PRODUCT(C3*E3,F3) | =G3
B |  | freight | 0.02 | % | =SubTotal(G1:G3) | 1 | =PRODUCT(C4*E4,F4) | =G4
B | 88185 | Rubber Rings - Storm/Sewer BossPipe BOSSPIPE RUBBER RING 375MM SN16 | 2 | each | =GetRate("DRA",$A5,2) | 1 | =PRODUCT(C5*E5,F5) | =G5
B |  | Discount | =GetValue("Discount 30%",3) | % | =SubTotal(G5:G5) | 1 | =PRODUCT(C6*E6,F6) | =G6
B |  | Waste and Fixings | =GetValue("Waste 7.5%",3) | % | =SubTotal(G5:G6) | 1 | =PRODUCT(C7*E7,F7) | =G7
B | Drainer | Drainlayer | 0.7 | hour | =GetRate("LAB1",$A8,2) | 1 | =PRODUCT(C8*E8,F8) | =G8
B | DrainLab | Drainlayers Labourer | 0.23333 | hour | =GetRate("LAB1",$A9,2) | 1 | =PRODUCT(C9*E9,F9) | =G9
B | DrainEquip | Drainage Excavation and Compacting Equip | 0.23333 | hour | =GetRate("RES1",$A10,2) | 1 | =PRODUCT(C10*E10,F10) | =G10
B |  | Margin | =GetValue("Builders margin",3) | % | =SubTotal(G1:G10) | 1 | =PRODUCT(C11*E11,F11) | =G11
I | T29.08.073 | 375mm x 90° | T29.08_DRA_Storm Polyprop | No
B | 88426 | StormBoss Short Radius Bends - 90* - SN16 - SOE - Ring Not Incl STORMBOSS BEND 375MM 90* SN16 S/RADIUS | 1 | each | =GetRate("DRA",$A1,2) | 1 | =PRODUCT(C1*E1,F1) | =G1
B |  | Discount | =GetValue("Discount 30%",3) | % | =SubTotal(G1:G1) | 1 | =PRODUCT(C2*E2,F2) | =G2
B |  | Waste and Fixings | =GetValue("Waste 7.5%",3) | % | =SubTotal(G1:G2) | 1 | =PRODUCT(C3*E3,F3) | =G3
B |  | freight | 0.02 | % | =SubTotal(G1:G3) | 1 | =PRODUCT(C4*E4,F4) | =G4
B | 88185 | Rubber Rings - Storm/Sewer BossPipe BOSSPIPE RUBBER RING 375MM SN16 | 2 | each | =GetRate("DRA",$A5,2) | 1 | =PRODUCT(C5*E5,F5) | =G5
B |  | Discount | =GetValue("Discount 30%",3) | % | =SubTotal(G5:G5) | 1 | =PRODUCT(C6*E6,F6) | =G6
B |  | Waste and Fixings | =GetValue("Waste 7.5%",3) | % | =SubTotal(G5:G6) | 1 | =PRODUCT(C7*E7,F7) | =G7
B | Drainer | Drainlayer | 0.7 | hour | =GetRate("LAB1",$A8,2) | 1 | =PRODUCT(C8*E8,F8) | =G8
B | DrainLab | Drainlayers Labourer | 0.23333 | hour | =GetRate("LAB1",$A9,2) | 1 | =PRODUCT(C9*E9,F9) | =G9
B | DrainEquip | Drainage Excavation and Compacting Equip | 0.23333 | hour | =GetRate("RES1",$A10,2) | 1 | =PRODUCT(C10*E10,F10) | =G10
B |  | Margin | =GetValue("Builders margin",3) | % | =SubTotal(G1:G10) | 1 | =PRODUCT(C11*E11,F11) | =G11
I | T29.08.076 | 450mm x 15°, 22°, 45° | T29.08_DRA_Storm Polyprop | No
B | 88415 | StormBoss Short Radius Bends - 15* - SN16 - SOE - Ring Not Incl STORMBOSS BEND 450MM 15* SN16 S/RADIUS | 1 | each | =GetRate("DRA",$A1,2) | 1 | =PRODUCT(C1*E1,F1) | =G1
B |  | Discount | =GetValue("Discount 30%",3) | % | =SubTotal(G1:G1) | 1 | =PRODUCT(C2*E2,F2) | =G2
B |  | Waste and Fixings | =GetValue("Waste 7.5%",3) | % | =SubTotal(G1:G2) | 1 | =PRODUCT(C3*E3,F3) | =G3
B |  | freight | 0.02 | % | =SubTotal(G1:G3) | 1 | =PRODUCT(C4*E4,F4) | =G4
B | 88187 | Rubber Rings - Storm/Sewer BossPipe BOSSPIPE RUBBER RING 450MM SN16 | 2 | each | =GetRate("DRA",$A5,2) | 1 | =PRODUCT(C5*E5,F5) | =G5
B |  | Discount | =GetValue("Discount 30%",3) | % | =SubTotal(G5:G5) | 1 | =PRODUCT(C6*E6,F6) | =G6
B |  | Waste and Fixings | =GetValue("Waste 7.5%",3) | % | =SubTotal(G5:G6) | 1 | =PRODUCT(C7*E7,F7) | =G7
B | Drainer | Drainlayer | 0.85 | hour | =GetRate("LAB1",$A8,2) | 1 | =PRODUCT(C8*E8,F8) | =G8
B | DrainLab | Drainlayers Labourer | 0.28333 | hour | =GetRate("LAB1",$A9,2) | 1 | =PRODUCT(C9*E9,F9) | =G9
B | DrainEquip | Drainage Excavation and Compacting Equip | 0.28333 | hour | =GetRate("RES1",$A10,2) | 1 | =PRODUCT(C10*E10,F10) | =G10
B |  | Margin | =GetValue("Builders margin",3) | % | =SubTotal(G1:G10) | 1 | =PRODUCT(C11*E11,F11) | =G11
I | T29.08.079 | 450mm x 90° | T29.08_DRA_Storm Polyprop | No
B | 88427 | StormBoss Short Radius Bends - 90* - SN16 - SOE - Ring Not Incl STORMBOSS BEND 450MM 90* SN16 S/RADIUS | 1 | each | =GetRate("DRA",$A1,2) | 1 | =PRODUCT(C1*E1,F1) | =G1
B |  | Discount | =GetValue("Discount 30%",3) | % | =SubTotal(G1:G1) | 1 | =PRODUCT(C2*E2,F2) | =G2
B |  | Waste and Fixings | =GetValue("Waste 7.5%",3) | % | =SubTotal(G1:G2) | 1 | =PRODUCT(C3*E3,F3) | =G3
B |  | freight | 0.02 | % | =SubTotal(G1:G3) | 1 | =PRODUCT(C4*E4,F4) | =G4
B | 88187 | Rubber Rings - Storm/Sewer BossPipe BOSSPIPE RUBBER RING 450MM SN16 | 2 | each | =GetRate("DRA",$A5,2) | 1 | =PRODUCT(C5*E5,F5) | =G5
B |  | Discount | =GetValue("Discount 30%",3) | % | =SubTotal(G5:G5) | 1 | =PRODUCT(C6*E6,F6) | =G6
B |  | Waste and Fixings | =GetValue("Waste 7.5%",3) | % | =SubTotal(G5:G6) | 1 | =PRODUCT(C7*E7,F7) | =G7
B | Drainer | Drainlayer | 0.85 | hour | =GetRate("LAB1",$A8,2) | 1 | =PRODUCT(C8*E8,F8) | =G8
B | DrainLab | Drainlayers Labourer | 0.28333 | hour | =GetRate("LAB1",$A9,2) | 1 | =PRODUCT(C9*E9,F9) | =G9
B | DrainEquip | Drainage Excavation and Compacting Equip | 0.28333 | hour | =GetRate("RES1",$A10,2) | 1 | =PRODUCT(C10*E10,F10) | =G10
B |  | Margin | =GetValue("Builders margin",3) | % | =SubTotal(G1:G10) | 1 | =PRODUCT(C11*E11,F11) | =G11
I | T29.08.082 | Plain, SN16, long radius | T29.08_DRA_Storm Polyprop
I | T29.08.085 | 225mm x 15°, 22° | T29.08_DRA_Storm Polyprop | No
B | 88404 | StormBoss Long Radius Bends - 15* - SN16 - SOE - Ring Not Incl STORMBOSS BEND 225MM 15* SN16 L/RADIUS | 1 | each | =GetRate("DRA",$A1,2) | 1 | =PRODUCT(C1*E1,F1) | =G1
B |  | Discount | =GetValue("Discount 30%",3) | % | =SubTotal(G1:G1) | 1 | =PRODUCT(C2*E2,F2) | =G2
B |  | Waste and Fixings | =GetValue("Waste 7.5%",3) | % | =SubTotal(G1:G2) | 1 | =PRODUCT(C3*E3,F3) | =G3
B |  | freight | 0.02 | % | =SubTotal(G1:G3) | 1 | =PRODUCT(C4*E4,F4) | =G4
B | 88181 | Rubber Rings - Storm/Sewer BossPipe BOSSPIPE RUBBER RING 225MM SN16 | 2 | each | =GetRate("DRA",$A5,2) | 1 | =PRODUCT(C5*E5,F5) | =G5
B |  | Discount | =GetValue("Discount 30%",3) | % | =SubTotal(G5:G5) | 1 | =PRODUCT(C6*E6,F6) | =G6
B |  | Waste and Fixings | =GetValue("Waste 7.5%",3) | % | =SubTotal(G5:G6) | 1 | =PRODUCT(C7*E7,F7) | =G7
B | Drainer | Drainlayer | 0.35 | hour | =GetRate("LAB1",$A8,2) | 1 | =PRODUCT(C8*E8,F8) | =G8
B | DrainLab | Drainlayers Labourer | 0.11667 | hour | =GetRate("LAB1",$A9,2) | 1 | =PRODUCT(C9*E9,F9) | =G9
B | DrainEquip | Drainage Excavation and Compacting Equip | 0.11667 | hour | =GetRate("RES1",$A10,2) | 1 | =PRODUCT(C10*E10,F10) | =G10
B |  | Margin | =GetValue("Builders margin",3) | % | =SubTotal(G1:G10) | 1 | =PRODUCT(C11*E11,F11) | =G11
I | T29.08.088 | 225mm x 45° | T29.08_DRA_Storm Polyprop | No
B | 88280 | StormBoss Long Radius Bends - 45* - SN16 - SOE - Ring Not Incl STORMBOSS BEND 225MM 45* SN16 L/RADIUS | 1 | each | =GetRate("DRA",$A1,2) | 1 | =PRODUCT(C1*E1,F1) | =G1
B |  | Discount | =GetValue("Discount 30%",3) | % | =SubTotal(G1:G1) | 1 | =PRODUCT(C2*E2,F2) | =G2
B |  | Waste and Fixings | =GetValue("Waste 7.5%",3) | % | =SubTotal(G1:G2) | 1 | =PRODUCT(C3*E3,F3) | =G3
B |  | freight | 0.02 | % | =SubTotal(G1:G3) | 1 | =PRODUCT(C4*E4,F4) | =G4
B | 88181 | Rubber Rings - Storm/Sewer BossPipe BOSSPIPE RUBBER RING 225MM SN16 | 2 | each | =GetRate("DRA",$A5,2) | 1 | =PRODUCT(C5*E5,F5) | =G5
B |  | Discount | =GetValue("Discount 30%",3) | % | =SubTotal(G5:G5) | 1 | =PRODUCT(C6*E6,F6) | =G6
B |  | Waste and Fixings | =GetValue("Waste 7.5%",3) | % | =SubTotal(G5:G6) | 1 | =PRODUCT(C7*E7,F7) | =G7
B | Drainer | Drainlayer | 0.35 | hour | =GetRate("LAB1",$A8,2) | 1 | =PRODUCT(C8*E8,F8) | =G8
B | DrainLab | Drainlayers Labourer | 0.11667 | hour | =GetRate("LAB1",$A9,2) | 1 | =PRODUCT(C9*E9,F9) | =G9
B | DrainEquip | Drainage Excavation and Compacting Equip | 0.11667 | hour | =GetRate("RES1",$A10,2) | 1 | =PRODUCT(C10*E10,F10) | =G10
B |  | Margin | =GetValue("Builders margin",3) | % | =SubTotal(G1:G10) | 1 | =PRODUCT(C11*E11,F11) | =G11
I | T29.08.091 | 225mm x 90° | T29.08_DRA_Storm Polyprop | No
B | 88284 | StormBoss Long Radius Bends - 90* - SN16 - SOE - Ring Not Incl STORMBOSS BEND 225MM 90* SN16 L/RADIUS | 1 | each | =GetRate("DRA",$A1,2) | 1 | =PRODUCT(C1*E1,F1) | =G1
B |  | Discount | =GetValue("Discount 30%",3) | % | =SubTotal(G1:G1) | 1 | =PRODUCT(C2*E2,F2) | =G2
B |  | Waste and Fixings | =GetValue("Waste 7.5%",3) | % | =SubTotal(G1:G2) | 1 | =PRODUCT(C3*E3,F3) | =G3
B |  | freight | 0.02 | % | =SubTotal(G1:G3) | 1 | =PRODUCT(C4*E4,F4) | =G4
B | 88181 | Rubber Rings - Storm/Sewer BossPipe BOSSPIPE RUBBER RING 225MM SN16 | 2 | each | =GetRate("DRA",$A5,2) | 1 | =PRODUCT(C5*E5,F5) | =G5
B |  | Discount | =GetValue("Discount 30%",3) | % | =SubTotal(G5:G5) | 1 | =PRODUCT(C6*E6,F6) | =G6
B |  | Waste and Fixings | =GetValue("Waste 7.5%",3) | % | =SubTotal(G5:G6) | 1 | =PRODUCT(C7*E7,F7) | =G7
B | Drainer | Drainlayer | 0.35 | hour | =GetRate("LAB1",$A8,2) | 1 | =PRODUCT(C8*E8,F8) | =G8
B | DrainLab | Drainlayers Labourer | 0.11667 | hour | =GetRate("LAB1",$A9,2) | 1 | =PRODUCT(C9*E9,F9) | =G9
B | DrainEquip | Drainage Excavation and Compacting Equip | 0.11667 | hour | =GetRate("RES1",$A10,2) | 1 | =PRODUCT(C10*E10,F10) | =G10
B |  | Margin | =GetValue("Builders margin",3) | % | =SubTotal(G1:G10) | 1 | =PRODUCT(C11*E11,F11) | =G11
I | T29.08.094 | 300mm x 15°, 22° | T29.08_DRA_Storm Polyprop | No
B | 88405 | StormBoss Long Radius Bends - 15* - SN16 - SOE - Ring Not Incl STORMBOSS BEND 300MM 15* SN16 L/RADIUS | 1 | each | =GetRate("DRA",$A1,2) | 1 | =PRODUCT(C1*E1,F1) | =G1
B |  | Discount | =GetValue("Discount 30%",3) | % | =SubTotal(G1:G1) | 1 | =PRODUCT(C2*E2,F2) | =G2
B |  | Waste and Fixings | =GetValue("Waste 7.5%",3) | % | =SubTotal(G1:G2) | 1 | =PRODUCT(C3*E3,F3) | =G3
B |  | freight | 0.02 | % | =SubTotal(G1:G3) | 1 | =PRODUCT(C4*E4,F4) | =G4
B | 88183 | Rubber Rings - Storm/Sewer BossPipe BOSSPIPE RUBBER RING 300MM SN16 | 2 | each | =GetRate("DRA",$A5,2) | 1 | =PRODUCT(C5*E5,F5) | =G5
B |  | Discount | =GetValue("Discount 30%",3) | % | =SubTotal(G5:G5) | 1 | =PRODUCT(C6*E6,F6) | =G6
B |  | Waste and Fixings | =GetValue("Waste 7.5%",3) | % | =SubTotal(G5:G6) | 1 | =PRODUCT(C7*E7,F7) | =G7
B | Drainer | Drainlayer | 0.6 | hour | =GetRate("LAB1",$A8,2) | 1 | =PRODUCT(C8*E8,F8) | =G8
B | DrainLab | Drainlayers Labourer | 0.2 | hour | =GetRate("LAB1",$A9,2) | 1 | =PRODUCT(C9*E9,F9) | =G9
B | DrainEquip | Drainage Excavation and Compacting Equip | 0.2 | hour | =GetRate("RES1",$A10,2) | 1 | =PRODUCT(C10*E10,F10) | =G10
B |  | Margin | =GetValue("Builders margin",3) | % | =SubTotal(G1:G10) | 1 | =PRODUCT(C11*E11,F11) | =G11
I | T29.08.097 | 300mm x 45° | T29.08_DRA_Storm Polyprop | No
B | 88281 | StormBoss Long Radius Bends - 45* - SN16 - SOE - Ring Not Incl STORMBOSS BEND 300MM 45* SN16 L/RADIUS | 1 | each | =GetRate("DRA",$A1,2) | 1 | =PRODUCT(C1*E1,F1) | =G1
B |  | Discount | =GetValue("Discount 30%",3) | % | =SubTotal(G1:G1) | 1 | =PRODUCT(C2*E2,F2) | =G2
B |  | Waste and Fixings | =GetValue("Waste 7.5%",3) | % | =SubTotal(G1:G2) | 1 | =PRODUCT(C3*E3,F3) | =G3
B |  | freight | 0.02 | % | =SubTotal(G1:G3) | 1 | =PRODUCT(C4*E4,F4) | =G4
B | 88183 | Rubber Rings - Storm/Sewer BossPipe BOSSPIPE RUBBER RING 300MM SN16 | 2 | each | =GetRate("DRA",$A5,2) | 1 | =PRODUCT(C5*E5,F5) | =G5
B |  | Discount | =GetValue("Discount 30%",3) | % | =SubTotal(G5:G5) | 1 | =PRODUCT(C6*E6,F6) | =G6
B |  | Waste and Fixings | =GetValue("Waste 7.5%",3) | % | =SubTotal(G5:G6) | 1 | =PRODUCT(C7*E7,F7) | =G7
B | Drainer | Drainlayer | 0.6 | hour | =GetRate("LAB1",$A8,2) | 1 | =PRODUCT(C8*E8,F8) | =G8
B | DrainLab | Drainlayers Labourer | 0.2 | hour | =GetRate("LAB1",$A9,2) | 1 | =PRODUCT(C9*E9,F9) | =G9
B | DrainEquip | Drainage Excavation and Compacting Equip | 0.2 | hour | =GetRate("RES1",$A10,2) | 1 | =PRODUCT(C10*E10,F10) | =G10
B |  | Margin | =GetValue("Builders margin",3) | % | =SubTotal(G1:G10) | 1 | =PRODUCT(C11*E11,F11) | =G11
I | T29.08.100 | 300mm x 90° | T29.08_DRA_Storm Polyprop | No
B | 88285 | StormBoss Long Radius Bends - 90* - SN16 - SOE - Ring Not Incl STORMBOSS BEND 300MM 90* SN16 L/RADIUS | 1 | each | =GetRate("DRA",$A1,2) | 1 | =PRODUCT(C1*E1,F1) | =G1
B |  | Discount | =GetValue("Discount 30%",3) | % | =SubTotal(G1:G1) | 1 | =PRODUCT(C2*E2,F2) | =G2
B |  | Waste and Fixings | =GetValue("Waste 7.5%",3) | % | =SubTotal(G1:G2) | 1 | =PRODUCT(C3*E3,F3) | =G3
B |  | freight | 0.02 | % | =SubTotal(G1:G3) | 1 | =PRODUCT(C4*E4,F4) | =G4
B | 88183 | Rubber Rings - Storm/Sewer BossPipe BOSSPIPE RUBBER RING 300MM SN16 | 2 | each | =GetRate("DRA",$A5,2) | 1 | =PRODUCT(C5*E5,F5) | =G5
B |  | Discount | =GetValue("Discount 30%",3) | % | =SubTotal(G5:G5) | 1 | =PRODUCT(C6*E6,F6) | =G6
B |  | Waste and Fixings | =GetValue("Waste 7.5%",3) | % | =SubTotal(G5:G6) | 1 | =PRODUCT(C7*E7,F7) | =G7
B | Drainer | Drainlayer | 0.6 | hour | =GetRate("LAB1",$A8,2) | 1 | =PRODUCT(C8*E8,F8) | =G8
B | DrainLab | Drainlayers Labourer | 0.2 | hour | =GetRate("LAB1",$A9,2) | 1 | =PRODUCT(C9*E9,F9) | =G9
B | DrainEquip | Drainage Excavation and Compacting Equip | 0.2 | hour | =GetRate("RES1",$A10,2) | 1 | =PRODUCT(C10*E10,F10) | =G10
B |  | Margin | =GetValue("Builders margin",3) | % | =SubTotal(G1:G10) | 1 | =PRODUCT(C11*E11,F11) | =G11
I | T29.08.103 | 375mm x 15° | T29.08_DRA_Storm Polyprop | No
B | 88406 | StormBoss Long Radius Bends - 15* - SN16 - SOE - Ring Not Incl STORMBOSS BEND 375MM 15* SN16 L/RADIUS | 1 | each | =GetRate("DRA",$A1,2) | 1 | =PRODUCT(C1*E1,F1) | =G1
B |  | Discount | =GetValue("Discount 30%",3) | % | =SubTotal(G1:G1) | 1 | =PRODUCT(C2*E2,F2) | =G2
B |  | Waste and Fixings | =GetValue("Waste 7.5%",3) | % | =SubTotal(G1:G2) | 1 | =PRODUCT(C3*E3,F3) | =G3
B |  | freight | 0.02 | % | =SubTotal(G1:G3) | 1 | =PRODUCT(C4*E4,F4) | =G4
B | 88185 | Rubber Rings - Storm/Sewer BossPipe BOSSPIPE RUBBER RING 375MM SN16 | 2 | each | =GetRate("DRA",$A5,2) | 1 | =PRODUCT(C5*E5,F5) | =G5
B |  | Discount | =GetValue("Discount 30%",3) | % | =SubTotal(G5:G5) | 1 | =PRODUCT(C6*E6,F6) | =G6
B |  | Waste and Fixings | =GetValue("Waste 7.5%",3) | % | =SubTotal(G5:G6) | 1 | =PRODUCT(C7*E7,F7) | =G7
B | Drainer | Drainlayer | 0.7 | hour | =GetRate("LAB1",$A8,2) | 1 | =PRODUCT(C8*E8,F8) | =G8
B | DrainLab | Drainlayers Labourer | 0.23333 | hour | =GetRate("LAB1",$A9,2) | 1 | =PRODUCT(C9*E9,F9) | =G9
B | DrainEquip | Drainage Excavation and Compacting Equip | 0.23333 | hour | =GetRate("RES1",$A10,2) | 1 | =PRODUCT(C10*E10,F10) | =G10
B |  | Margin | =GetValue("Builders margin",3) | % | =SubTotal(G1:G10) | 1 | =PRODUCT(C11*E11,F11) | =G11
I | T29.08.106 | 375mm x 22° | T29.08_DRA_Storm Polyprop | No
B | 88410 | StormBoss Long Radius Bends - 22* - SN16 - SOE - Ring Not Incl STORMBOSS BEND 375MM 22* SN16 L/RADIUS | 1 | each | =GetRate("DRA",$A1,2) | 1 | =PRODUCT(C1*E1,F1) | =G1
B |  | Discount | =GetValue("Discount 30%",3) | % | =SubTotal(G1:G1) | 1 | =PRODUCT(C2*E2,F2) | =G2
B |  | Waste and Fixings | =GetValue("Waste 7.5%",3) | % | =SubTotal(G1:G2) | 1 | =PRODUCT(C3*E3,F3) | =G3
B |  | freight | 0.02 | % | =SubTotal(G1:G3) | 1 | =PRODUCT(C4*E4,F4) | =G4
B | 88185 | Rubber Rings - Storm/Sewer BossPipe BOSSPIPE RUBBER RING 375MM SN16 | 2 | each | =GetRate("DRA",$A5,2) | 1 | =PRODUCT(C5*E5,F5) | =G5
B |  | Discount | =GetValue("Discount 30%",3) | % | =SubTotal(G5:G5) | 1 | =PRODUCT(C6*E6,F6) | =G6
B |  | Waste and Fixings | =GetValue("Waste 7.5%",3) | % | =SubTotal(G5:G6) | 1 | =PRODUCT(C7*E7,F7) | =G7
B | Drainer | Drainlayer | 0.7 | hour | =GetRate("LAB1",$A8,2) | 1 | =PRODUCT(C8*E8,F8) | =G8
B | DrainLab | Drainlayers Labourer | 0.23333 | hour | =GetRate("LAB1",$A9,2) | 1 | =PRODUCT(C9*E9,F9) | =G9
B | DrainEquip | Drainage Excavation and Compacting Equip | 0.23333 | hour | =GetRate("RES1",$A10,2) | 1 | =PRODUCT(C10*E10,F10) | =G10
B |  | Margin | =GetValue("Builders margin",3) | % | =SubTotal(G1:G10) | 1 | =PRODUCT(C11*E11,F11) | =G11
I | T29.08.109 | 375mm x 45° | T29.08_DRA_Storm Polyprop | No
B | 88282 | StormBoss Long Radius Bends - 45* - SN16 - SOE - Ring Not Incl STORMBOSS BEND 375MM 45* SN16 L/RADIUS | 1 | each | =GetRate("DRA",$A1,2) | 1 | =PRODUCT(C1*E1,F1) | =G1
B |  | Discount | =GetValue("Discount 30%",3) | % | =SubTotal(G1:G1) | 1 | =PRODUCT(C2*E2,F2) | =G2
B |  | Waste and Fixings | =GetValue("Waste 7.5%",3) | % | =SubTotal(G1:G2) | 1 | =PRODUCT(C3*E3,F3) | =G3
B |  | freight | 0.02 | % | =SubTotal(G1:G3) | 1 | =PRODUCT(C4*E4,F4) | =G4
B | 88185 | Rubber Rings - Storm/Sewer BossPipe BOSSPIPE RUBBER RING 375MM SN16 | 2 | each | =GetRate("DRA",$A5,2) | 1 | =PRODUCT(C5*E5,F5) | =G5
B |  | Discount | =GetValue("Discount 30%",3) | % | =SubTotal(G5:G5) | 1 | =PRODUCT(C6*E6,F6) | =G6
B |  | Waste and Fixings | =GetValue("Waste 7.5%",3) | % | =SubTotal(G5:G6) | 1 | =PRODUCT(C7*E7,F7) | =G7
B | Drainer | Drainlayer | 0.7 | hour | =GetRate("LAB1",$A8,2) | 1 | =PRODUCT(C8*E8,F8) | =G8
B | DrainLab | Drainlayers Labourer | 0.23333 | hour | =GetRate("LAB1",$A9,2) | 1 | =PRODUCT(C9*E9,F9) | =G9
B | DrainEquip | Drainage Excavation and Compacting Equip | 0.23333 | hour | =GetRate("RES1",$A10,2) | 1 | =PRODUCT(C10*E10,F10) | =G10
B |  | Margin | =GetValue("Builders margin",3) | % | =SubTotal(G1:G10) | 1 | =PRODUCT(C11*E11,F11) | =G11
I | T29.08.112 | 375mm x 90° | T29.08_DRA_Storm Polyprop | No
B | 88286 | StormBoss Long Radius Bends - 90* - SN16 - SOE - Ring Not Incl STORMBOSS BEND 375MM 90* SN16 L/RADIUS | 1 | each | =GetRate("DRA",$A1,2) | 1 | =PRODUCT(C1*E1,F1) | =G1
B |  | Discount | =GetValue("Discount 30%",3) | % | =SubTotal(G1:G1) | 1 | =PRODUCT(C2*E2,F2) | =G2
B |  | Waste and Fixings | =GetValue("Waste 7.5%",3) | % | =SubTotal(G1:G2) | 1 | =PRODUCT(C3*E3,F3) | =G3
B |  | freight | 0.02 | % | =SubTotal(G1:G3) | 1 | =PRODUCT(C4*E4,F4) | =G4
B | 88185 | Rubber Rings - Storm/Sewer BossPipe BOSSPIPE RUBBER RING 375MM SN16 | 2 | each | =GetRate("DRA",$A5,2) | 1 | =PRODUCT(C5*E5,F5) | =G5
B |  | Discount | =GetValue("Discount 30%",3) | % | =SubTotal(G5:G5) | 1 | =PRODUCT(C6*E6,F6) | =G6
B |  | Waste and Fixings | =GetValue("Waste 7.5%",3) | % | =SubTotal(G5:G6) | 1 | =PRODUCT(C7*E7,F7) | =G7
B | Drainer | Drainlayer | 0.7 | hour | =GetRate("LAB1",$A8,2) | 1 | =PRODUCT(C8*E8,F8) | =G8
B | DrainLab | Drainlayers Labourer | 0.23333 | hour | =GetRate("LAB1",$A9,2) | 1 | =PRODUCT(C9*E9,F9) | =G9
B | DrainEquip | Drainage Excavation and Compacting Equip | 0.23333 | hour | =GetRate("RES1",$A10,2) | 1 | =PRODUCT(C10*E10,F10) | =G10
B |  | Margin | =GetValue("Builders margin",3) | % | =SubTotal(G1:G10) | 1 | =PRODUCT(C11*E11,F11) | =G11
I | T29.08.115 | 450mm x 15°, 22°, 45° | T29.08_DRA_Storm Polyprop | No
B | 88407 | StormBoss Long Radius Bends - 15* - SN16 - SOE - Ring Not Incl STORMBOSS BEND 450MM 15* SN16 L/RADIUS | 1 | each | =GetRate("DRA",$A1,2) | 1 | =PRODUCT(C1*E1,F1) | =G1
B |  | Discount | =GetValue("Discount 30%",3) | % | =SubTotal(G1:G1) | 1 | =PRODUCT(C2*E2,F2) | =G2
B |  | Waste and Fixings | =GetValue("Waste 7.5%",3) | % | =SubTotal(G1:G2) | 1 | =PRODUCT(C3*E3,F3) | =G3
B |  | freight | 0.02 | % | =SubTotal(G1:G3) | 1 | =PRODUCT(C4*E4,F4) | =G4
B | 88187 | Rubber Rings - Storm/Sewer BossPipe BOSSPIPE RUBBER RING 450MM SN16 | 2 | each | =GetRate("DRA",$A5,2) | 1 | =PRODUCT(C5*E5,F5) | =G5
B |  | Discount | =GetValue("Discount 30%",3) | % | =SubTotal(G5:G5) | 1 | =PRODUCT(C6*E6,F6) | =G6
B |  | Waste and Fixings | =GetValue("Waste 7.5%",3) | % | =SubTotal(G5:G6) | 1 | =PRODUCT(C7*E7,F7) | =G7
B | Drainer | Drainlayer | 0.85 | hour | =GetRate("LAB1",$A8,2) | 1 | =PRODUCT(C8*E8,F8) | =G8
B | DrainLab | Drainlayers Labourer | 0.28333 | hour | =GetRate("LAB1",$A9,2) | 1 | =PRODUCT(C9*E9,F9) | =G9
B | DrainEquip | Drainage Excavation and Compacting Equip | 0.28333 | hour | =GetRate("RES1",$A10,2) | 1 | =PRODUCT(C10*E10,F10) | =G10
B |  | Margin | =GetValue("Builders margin",3) | % | =SubTotal(G1:G10) | 1 | =PRODUCT(C11*E11,F11) | =G11
I | T29.08.118 | 450mm x 90° | T29.08_DRA_Storm Polyprop | No
B | 88287 | StormBoss Long Radius Bends - 90* - SN16 - SOE - Ring Not Incl STORMBOSS BEND 450MM 90* SN16 L/RADIUS | 1 | each | =GetRate("DRA",$A1,2) | 1 | =PRODUCT(C1*E1,F1) | =G1
B |  | Discount | =GetValue("Discount 30%",3) | % | =SubTotal(G1:G1) | 1 | =PRODUCT(C2*E2,F2) | =G2
B |  | Waste and Fixings | =GetValue("Waste 7.5%",3) | % | =SubTotal(G1:G2) | 1 | =PRODUCT(C3*E3,F3) | =G3
B |  | freight | 0.02 | % | =SubTotal(G1:G3) | 1 | =PRODUCT(C4*E4,F4) | =G4
B | 88187 | Rubber Rings - Storm/Sewer BossPipe BOSSPIPE RUBBER RING 450MM SN16 | 2 | each | =GetRate("DRA",$A5,2) | 1 | =PRODUCT(C5*E5,F5) | =G5
B |  | Discount | =GetValue("Discount 30%",3) | % | =SubTotal(G5:G5) | 1 | =PRODUCT(C6*E6,F6) | =G6
B |  | Waste and Fixings | =GetValue("Waste 7.5%",3) | % | =SubTotal(G5:G6) | 1 | =PRODUCT(C7*E7,F7) | =G7
B | Drainer | Drainlayer | 0.85 | hour | =GetRate("LAB1",$A8,2) | 1 | =PRODUCT(C8*E8,F8) | =G8
B | DrainLab | Drainlayers Labourer | 0.28333 | hour | =GetRate("LAB1",$A9,2) | 1 | =PRODUCT(C9*E9,F9) | =G9
B | DrainEquip | Drainage Excavation and Compacting Equip | 0.28333 | hour | =GetRate("RES1",$A10,2) | 1 | =PRODUCT(C10*E10,F10) | =G10
B |  | Margin | =GetValue("Builders margin",3) | % | =SubTotal(G1:G10) | 1 | =PRODUCT(C11*E11,F11) | =G11
I | T29.08.124 | <b>Junctions to Polypropylene Pipe</b> | T29.08_DRA_Storm Polyprop
I | T29.08.127 | Plain, SN16 | T29.08_DRA_Storm Polyprop
I | T29.08.130 | 225mm equal Y | T29.08_DRA_Storm Polyprop | No
B | 88245 | StormBoss Equal Wye Junctions - Mainway SOE - Branch Has Socket - Ring Not Incl - SN16 STORMBOSS EQUAL WYE JUNCTION 225MM SN16 | 1 | each | =GetRate("DRA",$A1,2) | 1 | =PRODUCT(C1*E1,F1) | =G1
B |  | Discount | =GetValue("Discount 30%",3) | % | =SubTotal(G1:G1) | 1 | =PRODUCT(C2*E2,F2) | =G2
B |  | Waste and Fixings | =GetValue("Waste 7.5%",3) | % | =SubTotal(G1:G2) | 1 | =PRODUCT(C3*E3,F3) | =G3
B |  | freight | 0.02 | % | =SubTotal(G1:G3) | 1 | =PRODUCT(C4*E4,F4) | =G4
B | 88181 | Rubber Rings - Storm/Sewer BossPipe BOSSPIPE RUBBER RING 225MM SN16 | 2 | each | =GetRate("DRA",$A5,2) | 1 | =PRODUCT(C5*E5,F5) | =G5
B |  | Discount | =GetValue("Discount 30%",3) | % | =SubTotal(G5:G5) | 1 | =PRODUCT(C6*E6,F6) | =G6
B |  | Waste and Fixings | =GetValue("Waste 7.5%",3) | % | =SubTotal(G5:G6) | 1 | =PRODUCT(C7*E7,F7) | =G7
B | Drainer | Drainlayer | 0.5 | hour | =GetRate("LAB1",$A8,2) | 1 | =PRODUCT(C8*E8,F8) | =G8
B | DrainLab | Drainlayers Labourer | 0.16667 | hour | =GetRate("LAB1",$A9,2) | 1 | =PRODUCT(C9*E9,F9) | =G9
B | DrainEquip | Drainage Excavation and Compacting Equip | 0.16667 | hour | =GetRate("RES1",$A10,2) | 1 | =PRODUCT(C10*E10,F10) | =G10
B |  | Margin | =GetValue("Builders margin",3) | % | =SubTotal(G1:G10) | 1 | =PRODUCT(C11*E11,F11) | =G11
I | T29.08.133 | 300mm equal Y | T29.08_DRA_Storm Polyprop | No
B | 88246 | StormBoss Equal Wye Junctions - Mainway SOE - Branch Has Socket - Ring Not Incl - SN16 STORMBOSS EQUAL WYE JUNCTION 300MM SN16 | 1 | each | =GetRate("DRA",$A1,2) | 1 | =PRODUCT(C1*E1,F1) | =G1
B |  | Discount | =GetValue("Discount 30%",3) | % | =SubTotal(G1:G1) | 1 | =PRODUCT(C2*E2,F2) | =G2
B |  | Waste and Fixings | =GetValue("Waste 7.5%",3) | % | =SubTotal(G1:G2) | 1 | =PRODUCT(C3*E3,F3) | =G3
B |  | freight | 0.02 | % | =SubTotal(G1:G3) | 1 | =PRODUCT(C4*E4,F4) | =G4
B | 88181 | Rubber Rings - Storm/Sewer BossPipe BOSSPIPE RUBBER RING 225MM SN16 | 2 | each | =GetRate("DRA",$A5,2) | 1 | =PRODUCT(C5*E5,F5) | =G5
B |  | Discount | =GetValue("Discount 30%",3) | % | =SubTotal(G5:G5) | 1 | =PRODUCT(C6*E6,F6) | =G6
B |  | Waste and Fixings | =GetValue("Waste 7.5%",3) | % | =SubTotal(G5:G6) | 1 | =PRODUCT(C7*E7,F7) | =G7
B | Drainer | Drainlayer | 0.75 | hour | =GetRate("LAB1",$A8,2) | 1 | =PRODUCT(C8*E8,F8) | =G8
B | DrainLab | Drainlayers Labourer | 0.25 | hour | =GetRate("LAB1",$A9,2) | 1 | =PRODUCT(C9*E9,F9) | =G9
B | DrainEquip | Drainage Excavation and Compacting Equip | 0.25 | hour | =GetRate("RES1",$A10,2) | 1 | =PRODUCT(C10*E10,F10) | =G10
B |  | Margin | =GetValue("Builders margin",3) | % | =SubTotal(G1:G10) | 1 | =PRODUCT(C11*E11,F11) | =G11
I | T29.08.136 | 375mm equal Y | T29.08_DRA_Storm Polyprop | No
B | 88247 | StormBoss Equal Wye Junctions - Mainway SOE - Branch Has Socket - Ring Not Incl - SN16 STORMBOSS EQUAL WYE JUNCTION 375MM SN16 | 1 | each | =GetRate("DRA",$A1,2) | 1 | =PRODUCT(C1*E1,F1) | =G1
B |  | Discount | =GetValue("Discount 30%",3) | % | =SubTotal(G1:G1) | 1 | =PRODUCT(C2*E2,F2) | =G2
B |  | Waste and Fixings | =GetValue("Waste 7.5%",3) | % | =SubTotal(G1:G2) | 1 | =PRODUCT(C3*E3,F3) | =G3
B |  | freight | 0.02 | % | =SubTotal(G1:G3) | 1 | =PRODUCT(C4*E4,F4) | =G4
B | 88185 | Rubber Rings - Storm/Sewer BossPipe BOSSPIPE RUBBER RING 375MM SN16 | 2 | each | =GetRate("DRA",$A5,2) | 1 | =PRODUCT(C5*E5,F5) | =G5
B |  | Discount | =GetValue("Discount 30%",3) | % | =SubTotal(G5:G5) | 1 | =PRODUCT(C6*E6,F6) | =G6
B |  | Waste and Fixings | =GetValue("Waste 7.5%",3) | % | =SubTotal(G5:G6) | 1 | =PRODUCT(C7*E7,F7) | =G7
B | Drainer | Drainlayer | 0.9 | hour | =GetRate("LAB1",$A8,2) | 1 | =PRODUCT(C8*E8,F8) | =G8
B | DrainLab | Drainlayers Labourer | 0.3 | hour | =GetRate("LAB1",$A9,2) | 1 | =PRODUCT(C9*E9,F9) | =G9
B | DrainEquip | Drainage Excavation and Compacting Equip | 0.3 | hour | =GetRate("RES1",$A10,2) | 1 | =PRODUCT(C10*E10,F10) | =G10
B |  | Margin | =GetValue("Builders margin",3) | % | =SubTotal(G1:G10) | 1 | =PRODUCT(C11*E11,F11) | =G11
I | T29.08.139 | 450mm equal Y | T29.08_DRA_Storm Polyprop | No
B | 88248 | StormBoss Equal Wye Junctions - Mainway SOE - Branch Has Socket - Ring Not Incl - SN16 STORMBOSS EQUAL WYE JUNCTION 450MM SN16 | 1 | each | =GetRate("DRA",$A1,2) | 1 | =PRODUCT(C1*E1,F1) | =G1
B |  | Discount | =GetValue("Discount 30%",3) | % | =SubTotal(G1:G1) | 1 | =PRODUCT(C2*E2,F2) | =G2
B |  | Waste and Fixings | =GetValue("Waste 7.5%",3) | % | =SubTotal(G1:G2) | 1 | =PRODUCT(C3*E3,F3) | =G3
B |  | freight | 0.02 | % | =SubTotal(G1:G3) | 1 | =PRODUCT(C4*E4,F4) | =G4
B | 88187 | Rubber Rings - Storm/Sewer BossPipe BOSSPIPE RUBBER RING 450MM SN16 | 2 | each | =GetRate("DRA",$A5,2) | 1 | =PRODUCT(C5*E5,F5) | =G5
B |  | Discount | =GetValue("Discount 30%",3) | % | =SubTotal(G5:G5) | 1 | =PRODUCT(C6*E6,F6) | =G6
B |  | Waste and Fixings | =GetValue("Waste 7.5%",3) | % | =SubTotal(G5:G6) | 1 | =PRODUCT(C7*E7,F7) | =G7
B | Drainer | Drainlayer | 1 | hour | =GetRate("LAB1",$A8,2) | 1 | =PRODUCT(C8*E8,F8) | =G8
B | DrainLab | Drainlayers Labourer | 0.33333 | hour | =GetRate("LAB1",$A9,2) | 1 | =PRODUCT(C9*E9,F9) | =G9
B | DrainEquip | Drainage Excavation and Compacting Equip | 0.33333 | hour | =GetRate("RES1",$A10,2) | 1 | =PRODUCT(C10*E10,F10) | =G10
B |  | Margin | =GetValue("Builders margin",3) | % | =SubTotal(G1:G10) | 1 | =PRODUCT(C11*E11,F11) | =G11
I | T29.08.145 | Reducing, SN16, x 45°, 90° | T29.08_DRA_Storm Polyprop
I | T29.08.148 | 225mm x 100mm or 150mm | T29.08_DRA_Storm Polyprop | No
B | 88250 | StormBoss Junctions SN16 - 45* - 100/110 - Mainway SOE - Ring Incl In Branch Only STORMBOSS JUNCTION 45*225MM 100/110 SN16 | 1 | each | =GetRate("DRA",$A1,2) | 1 | =PRODUCT(C1*E1,F1) | =G1
B |  | Discount | =GetValue("Discount 30%",3) | % | =SubTotal(G1:G1) | 1 | =PRODUCT(C2*E2,F2) | =G2
B |  | Waste and Fixings | =GetValue("Waste 7.5%",3) | % | =SubTotal(G1:G2) | 1 | =PRODUCT(C3*E3,F3) | =G3
B |  | freight | 0.02 | % | =SubTotal(G1:G3) | 1 | =PRODUCT(C4*E4,F4) | =G4
B | 88181 | Rubber Rings - Storm/Sewer BossPipe BOSSPIPE RUBBER RING 225MM SN16 | 2 | each | =GetRate("DRA",$A5,2) | 1 | =PRODUCT(C5*E5,F5) | =G5
B |  | Discount | =GetValue("Discount 30%",3) | % | =SubTotal(G5:G5) | 1 | =PRODUCT(C6*E6,F6) | =G6
B |  | Waste and Fixings | =GetValue("Waste 7.5%",3) | % | =SubTotal(G5:G6) | 1 | =PRODUCT(C7*E7,F7) | =G7
B | Drainer | Drainlayer | 0.5 | hour | =GetRate("LAB1",$A8,2) | 1 | =PRODUCT(C8*E8,F8) | =G8
B | DrainLab | Drainlayers Labourer | 0.16667 | hour | =GetRate("LAB1",$A9,2) | 1 | =PRODUCT(C9*E9,F9) | =G9
B | DrainEquip | Drainage Excavation and Compacting Equip | 0.16667 | hour | =GetRate("RES1",$A10,2) | 1 | =PRODUCT(C10*E10,F10) | =G10
B |  | Margin | =GetValue("Builders margin",3) | % | =SubTotal(G1:G10) | 1 | =PRODUCT(C11*E11,F11) | =G11
I | T29.08.151 | 300mm x 100mm or 150m | T29.08_DRA_Storm Polyprop | No
B | 88251 | StormBoss Junctions SN16 - 45* - 100/110 - Mainway SOE - Ring Incl In Branch Only STORMBOSS JUNCTION 45*300MM 100/110 SN16 | 1 | each | =GetRate("DRA",$A1,2) | 1 | =PRODUCT(C1*E1,F1) | =G1
B |  | Discount | =GetValue("Discount 30%",3) | % | =SubTotal(G1:G1) | 1 | =PRODUCT(C2*E2,F2) | =G2
B |  | Waste and Fixings | =GetValue("Waste 7.5%",3) | % | =SubTotal(G1:G2) | 1 | =PRODUCT(C3*E3,F3) | =G3
B |  | freight | 0.02 | % | =SubTotal(G1:G3) | 1 | =PRODUCT(C4*E4,F4) | =G4
B | 88181 | Rubber Rings - Storm/Sewer BossPipe BOSSPIPE RUBBER RING 225MM SN16 | 2 | each | =GetRate("DRA",$A5,2) | 1 | =PRODUCT(C5*E5,F5) | =G5
B |  | Discount | =GetValue("Discount 30%",3) | % | =SubTotal(G5:G5) | 1 | =PRODUCT(C6*E6,F6) | =G6
B |  | Waste and Fixings | =GetValue("Waste 7.5%",3) | % | =SubTotal(G5:G6) | 1 | =PRODUCT(C7*E7,F7) | =G7
B | Drainer | Drainlayer | 0.75 | hour | =GetRate("LAB1",$A8,2) | 1 | =PRODUCT(C8*E8,F8) | =G8
B | DrainLab | Drainlayers Labourer | 0.25 | hour | =GetRate("LAB1",$A9,2) | 1 | =PRODUCT(C9*E9,F9) | =G9
B | DrainEquip | Drainage Excavation and Compacting Equip | 0.25 | hour | =GetRate("RES1",$A10,2) | 1 | =PRODUCT(C10*E10,F10) | =G10
B |  | Margin | =GetValue("Builders margin",3) | % | =SubTotal(G1:G10) | 1 | =PRODUCT(C11*E11,F11) | =G11
I | T29.08.154 | 375mm x 100mm or 150mm | T29.08_DRA_Storm Polyprop | No
B | 88252 | StormBoss Junctions SN16 - 45* - 100/110 - Mainway SOE - Ring Incl In Branch Only STORMBOSS JUNCTION 45*375MM 100/110 SN16 | 1 | each | =GetRate("DRA",$A1,2) | 1 | =PRODUCT(C1*E1,F1) | =G1
B |  | Discount | =GetValue("Discount 30%",3) | % | =SubTotal(G1:G1) | 1 | =PRODUCT(C2*E2,F2) | =G2
B |  | Waste and Fixings | =GetValue("Waste 7.5%",3) | % | =SubTotal(G1:G2) | 1 | =PRODUCT(C3*E3,F3) | =G3
B |  | freight | 0.02 | % | =SubTotal(G1:G3) | 1 | =PRODUCT(C4*E4,F4) | =G4
B | 88185 | Rubber Rings - Storm/Sewer BossPipe BOSSPIPE RUBBER RING 375MM SN16 | 2 | each | =GetRate("DRA",$A5,2) | 1 | =PRODUCT(C5*E5,F5) | =G5
B |  | Discount | =GetValue("Discount 30%",3) | % | =SubTotal(G5:G5) | 1 | =PRODUCT(C6*E6,F6) | =G6
B |  | Waste and Fixings | =GetValue("Waste 7.5%",3) | % | =SubTotal(G5:G6) | 1 | =PRODUCT(C7*E7,F7) | =G7
B | Drainer | Drainlayer | 0.9 | hour | =GetRate("LAB1",$A8,2) | 1 | =PRODUCT(C8*E8,F8) | =G8
B | DrainLab | Drainlayers Labourer | 0.3 | hour | =GetRate("LAB1",$A9,2) | 1 | =PRODUCT(C9*E9,F9) | =G9
B | DrainEquip | Drainage Excavation and Compacting Equip | 0.3 | hour | =GetRate("RES1",$A10,2) | 1 | =PRODUCT(C10*E10,F10) | =G10
B |  | Margin | =GetValue("Builders margin",3) | % | =SubTotal(G1:G10) | 1 | =PRODUCT(C11*E11,F11) | =G11
I | T29.08.157 | 450mm x 100mm or 150mm | T29.08_DRA_Storm Polyprop | No
B | 88253 | StormBoss Junctions SN16 - 45* - 100/110 - Mainway SOE - Ring Incl In Branch Only STORMBOSS JUNCTION 45*450MM 100/110 SN16 | 1 | each | =GetRate("DRA",$A1,2) | 1 | =PRODUCT(C1*E1,F1) | =G1
B |  | Discount | =GetValue("Discount 30%",3) | % | =SubTotal(G1:G1) | 1 | =PRODUCT(C2*E2,F2) | =G2
B |  | Waste and Fixings | =GetValue("Waste 7.5%",3) | % | =SubTotal(G1:G2) | 1 | =PRODUCT(C3*E3,F3) | =G3
B |  | freight | 0.02 | % | =SubTotal(G1:G3) | 1 | =PRODUCT(C4*E4,F4) | =G4
B | 88187 | Rubber Rings - Storm/Sewer BossPipe BOSSPIPE RUBBER RING 450MM SN16 | 2 | each | =GetRate("DRA",$A5,2) | 1 | =PRODUCT(C5*E5,F5) | =G5
B |  | Discount | =GetValue("Discount 30%",3) | % | =SubTotal(G5:G5) | 1 | =PRODUCT(C6*E6,F6) | =G6
B |  | Waste and Fixings | =GetValue("Waste 7.5%",3) | % | =SubTotal(G5:G6) | 1 | =PRODUCT(C7*E7,F7) | =G7
B | Drainer | Drainlayer | 1 | hour | =GetRate("LAB1",$A8,2) | 1 | =PRODUCT(C8*E8,F8) | =G8
B | DrainLab | Drainlayers Labourer | 0.33333 | hour | =GetRate("LAB1",$A9,2) | 1 | =PRODUCT(C9*E9,F9) | =G9
B | DrainEquip | Drainage Excavation and Compacting Equip | 0.33333 | hour | =GetRate("RES1",$A10,2) | 1 | =PRODUCT(C10*E10,F10) | =G10
B |  | Margin | =GetValue("Builders margin",3) | % | =SubTotal(G1:G10) | 1 | =PRODUCT(C11*E11,F11) | =G11
I | T29.08.160 | Reducing, SN8 | T29.08_DRA_Storm Polyprop
I | T29.08.163 | 225mm x 100mm x 45° | T29.08_DRA_Storm Polyprop | No
B | 88720 | StormBoss Junctions SN8 - 45* - 100/110 - Mainway SOE - Ring Incl In Branch Only STORMBOSS JUNCTION 45*225MM 100/110 SN8 | 1 | each | =GetRate("DRA",$A1,2) | 1 | =PRODUCT(C1*E1,F1) | =G1
B |  | Discount | =GetValue("Discount 30%",3) | % | =SubTotal(G1:G1) | 1 | =PRODUCT(C2*E2,F2) | =G2
B |  | Waste and Fixings | =GetValue("Waste 7.5%",3) | % | =SubTotal(G1:G2) | 1 | =PRODUCT(C3*E3,F3) | =G3
B |  | freight | 0.02 | % | =SubTotal(G1:G3) | 1 | =PRODUCT(C4*E4,F4) | =G4
B | 88181 | Rubber Rings - Storm/Sewer BossPipe BOSSPIPE RUBBER RING 225MM SN16 | 2 | each | =GetRate("DRA",$A5,2) | 1 | =PRODUCT(C5*E5,F5) | =G5
B |  | Discount | =GetValue("Discount 30%",3) | % | =SubTotal(G5:G5) | 1 | =PRODUCT(C6*E6,F6) | =G6
B |  | Waste and Fixings | =GetValue("Waste 7.5%",3) | % | =SubTotal(G5:G6) | 1 | =PRODUCT(C7*E7,F7) | =G7
B | Drainer | Drainlayer | 0.5 | hour | =GetRate("LAB1",$A8,2) | 1 | =PRODUCT(C8*E8,F8) | =G8
B | DrainLab | Drainlayers Labourer | 0.16667 | hour | =GetRate("LAB1",$A9,2) | 1 | =PRODUCT(C9*E9,F9) | =G9
B | DrainEquip | Drainage Excavation and Compacting Equip | 0.16667 | hour | =GetRate("RES1",$A10,2) | 1 | =PRODUCT(C10*E10,F10) | =G10
B |  | Margin | =GetValue("Builders margin",3) | % | =SubTotal(G1:G10) | 1 | =PRODUCT(C11*E11,F11) | =G11
I | T29.08.166 | 225mm x 150mm x 45° | T29.08_DRA_Storm Polyprop | No
B | 88724 | StormBoss Junctions SN8 - 45* - 150/160 - Mainway SOE - Ring Incl In Branch Only STORMBOSS JUNCTION 45*225MM 150/160 SN8 | 1 | each | =GetRate("DRA",$A1,2) | 1 | =PRODUCT(C1*E1,F1) | =G1
B |  | Discount | =GetValue("Discount 30%",3) | % | =SubTotal(G1:G1) | 1 | =PRODUCT(C2*E2,F2) | =G2
B |  | Waste and Fixings | =GetValue("Waste 7.5%",3) | % | =SubTotal(G1:G2) | 1 | =PRODUCT(C3*E3,F3) | =G3
B |  | freight | 0.02 | % | =SubTotal(G1:G3) | 1 | =PRODUCT(C4*E4,F4) | =G4
B | 88181 | Rubber Rings - Storm/Sewer BossPipe BOSSPIPE RUBBER RING 225MM SN16 | 2 | each | =GetRate("DRA",$A5,2) | 1 | =PRODUCT(C5*E5,F5) | =G5
B |  | Discount | =GetValue("Discount 30%",3) | % | =SubTotal(G5:G5) | 1 | =PRODUCT(C6*E6,F6) | =G6
B |  | Waste and Fixings | =GetValue("Waste 7.5%",3) | % | =SubTotal(G5:G6) | 1 | =PRODUCT(C7*E7,F7) | =G7
B | Drainer | Drainlayer | 0.5 | hour | =GetRate("LAB1",$A8,2) | 1 | =PRODUCT(C8*E8,F8) | =G8
B | DrainLab | Drainlayers Labourer | 0.16667 | hour | =GetRate("LAB1",$A9,2) | 1 | =PRODUCT(C9*E9,F9) | =G9
B | DrainEquip | Drainage Excavation and Compacting Equip | 0.16667 | hour | =GetRate("RES1",$A10,2) | 1 | =PRODUCT(C10*E10,F10) | =G10
B |  | Margin | =GetValue("Builders margin",3) | % | =SubTotal(G1:G10) | 1 | =PRODUCT(C11*E11,F11) | =G11
I | T29.08.169 | 225mm x 100mm or 150mm x 90° | T29.08_DRA_Storm Polyprop | No
B | 88730 | StormBoss Junctions SN8 - 90* - 100/110 - Mainway SOE - Ring Incl In Branch Only STORMBOSS JUNCTION 90*225MM 100/110 SN8 | 1 | each | =GetRate("DRA",$A1,2) | 1 | =PRODUCT(C1*E1,F1) | =G1
B |  | Discount | =GetValue("Discount 30%",3) | % | =SubTotal(G1:G1) | 1 | =PRODUCT(C2*E2,F2) | =G2
B |  | Waste and Fixings | =GetValue("Waste 7.5%",3) | % | =SubTotal(G1:G2) | 1 | =PRODUCT(C3*E3,F3) | =G3
B |  | freight | 0.02 | % | =SubTotal(G1:G3) | 1 | =PRODUCT(C4*E4,F4) | =G4
B | 88181 | Rubber Rings - Storm/Sewer BossPipe BOSSPIPE RUBBER RING 225MM SN16 | 2 | each | =GetRate("DRA",$A5,2) | 1 | =PRODUCT(C5*E5,F5) | =G5
B |  | Discount | =GetValue("Discount 30%",3) | % | =SubTotal(G5:G5) | 1 | =PRODUCT(C6*E6,F6) | =G6
B |  | Waste and Fixings | =GetValue("Waste 7.5%",3) | % | =SubTotal(G5:G6) | 1 | =PRODUCT(C7*E7,F7) | =G7
B | Drainer | Drainlayer | 0.5 | hour | =GetRate("LAB1",$A8,2) | 1 | =PRODUCT(C8*E8,F8) | =G8
B | DrainLab | Drainlayers Labourer | 0.16667 | hour | =GetRate("LAB1",$A9,2) | 1 | =PRODUCT(C9*E9,F9) | =G9
B | DrainEquip | Drainage Excavation and Compacting Equip | 0.16667 | hour | =GetRate("RES1",$A10,2) | 1 | =PRODUCT(C10*E10,F10) | =G10
B |  | Margin | =GetValue("Builders margin",3) | % | =SubTotal(G1:G10) | 1 | =PRODUCT(C11*E11,F11) | =G11
I | T29.08.172 | Reducing, SN8, x 45°, 90° | T29.08_DRA_Storm Polyprop
I | T29.08.175 | 300mm x 100mm or 150mm | T29.08_DRA_Storm Polyprop | No
B | 88721 | StormBoss Junctions SN8 - 45* - 100/110 - Mainway SOE - Ring Incl In Branch Only STORMBOSS JUNCTION 45*300MM 100/110 SN8 | 1 | each | =GetRate("DRA",$A1,2) | 1 | =PRODUCT(C1*E1,F1) | =G1
B |  | Discount | =GetValue("Discount 30%",3) | % | =SubTotal(G1:G1) | 1 | =PRODUCT(C2*E2,F2) | =G2
B |  | Waste and Fixings | =GetValue("Waste 7.5%",3) | % | =SubTotal(G1:G2) | 1 | =PRODUCT(C3*E3,F3) | =G3
B |  | freight | 0.02 | % | =SubTotal(G1:G3) | 1 | =PRODUCT(C4*E4,F4) | =G4
B | 88181 | Rubber Rings - Storm/Sewer BossPipe BOSSPIPE RUBBER RING 225MM SN16 | 2 | each | =GetRate("DRA",$A5,2) | 1 | =PRODUCT(C5*E5,F5) | =G5
B |  | Discount | =GetValue("Discount 30%",3) | % | =SubTotal(G5:G5) | 1 | =PRODUCT(C6*E6,F6) | =G6
B |  | Waste and Fixings | =GetValue("Waste 7.5%",3) | % | =SubTotal(G5:G6) | 1 | =PRODUCT(C7*E7,F7) | =G7
B | Drainer | Drainlayer | 0.75 | hour | =GetRate("LAB1",$A8,2) | 1 | =PRODUCT(C8*E8,F8) | =G8
B | DrainLab | Drainlayers Labourer | 0.25 | hour | =GetRate("LAB1",$A9,2) | 1 | =PRODUCT(C9*E9,F9) | =G9
B | DrainEquip | Drainage Excavation and Compacting Equip | 0.25 | hour | =GetRate("RES1",$A10,2) | 1 | =PRODUCT(C10*E10,F10) | =G10
B |  | Margin | =GetValue("Builders margin",3) | % | =SubTotal(G1:G10) | 1 | =PRODUCT(C11*E11,F11) | =G11
I | T29.08.178 | 375mm x 100mm or 150mm | T29.08_DRA_Storm Polyprop | No
B | 88722 | StormBoss Junctions SN8 - 45* - 100/110 - Mainway SOE - Ring Incl In Branch Only STORMBOSS JUNCTION 45*375MM 100/110 SN8 | 1 | each | =GetRate("DRA",$A1,2) | 1 | =PRODUCT(C1*E1,F1) | =G1
B |  | Discount | =GetValue("Discount 30%",3) | % | =SubTotal(G1:G1) | 1 | =PRODUCT(C2*E2,F2) | =G2
B |  | Waste and Fixings | =GetValue("Waste 7.5%",3) | % | =SubTotal(G1:G2) | 1 | =PRODUCT(C3*E3,F3) | =G3
B |  | freight | 0.02 | % | =SubTotal(G1:G3) | 1 | =PRODUCT(C4*E4,F4) | =G4
B | 88185 | Rubber Rings - Storm/Sewer BossPipe BOSSPIPE RUBBER RING 375MM SN16 | 2 | each | =GetRate("DRA",$A5,2) | 1 | =PRODUCT(C5*E5,F5) | =G5
B |  | Discount | =GetValue("Discount 30%",3) | % | =SubTotal(G5:G5) | 1 | =PRODUCT(C6*E6,F6) | =G6
B |  | Waste and Fixings | =GetValue("Waste 7.5%",3) | % | =SubTotal(G5:G6) | 1 | =PRODUCT(C7*E7,F7) | =G7
B | Drainer | Drainlayer | 0.9 | hour | =GetRate("LAB1",$A8,2) | 1 | =PRODUCT(C8*E8,F8) | =G8
B | DrainLab | Drainlayers Labourer | 0.3 | hour | =GetRate("LAB1",$A9,2) | 1 | =PRODUCT(C9*E9,F9) | =G9
B | DrainEquip | Drainage Excavation and Compacting Equip | 0.3 | hour | =GetRate("RES1",$A10,2) | 1 | =PRODUCT(C10*E10,F10) | =G10
B |  | Margin | =GetValue("Builders margin",3) | % | =SubTotal(G1:G10) | 1 | =PRODUCT(C11*E11,F11) | =G11
I | T29.08.181 | 450mm x 100mm or 150mm | T29.08_DRA_Storm Polyprop | No
B | 88723 | StormBoss Junctions SN8 - 45* - 100/110 - Mainway SOE - Ring Incl In Branch Only STORMBOSS JUNCTION 45*450MM 100/110 SN8 | 1 | each | =GetRate("DRA",$A1,2) | 1 | =PRODUCT(C1*E1,F1) | =G1
B |  | Discount | =GetValue("Discount 30%",3) | % | =SubTotal(G1:G1) | 1 | =PRODUCT(C2*E2,F2) | =G2
B |  | Waste and Fixings | =GetValue("Waste 7.5%",3) | % | =SubTotal(G1:G2) | 1 | =PRODUCT(C3*E3,F3) | =G3
B |  | freight | 0.02 | % | =SubTotal(G1:G3) | 1 | =PRODUCT(C4*E4,F4) | =G4
B | 88187 | Rubber Rings - Storm/Sewer BossPipe BOSSPIPE RUBBER RING 450MM SN16 | 2 | each | =GetRate("DRA",$A5,2) | 1 | =PRODUCT(C5*E5,F5) | =G5
B |  | Discount | =GetValue("Discount 30%",3) | % | =SubTotal(G5:G5) | 1 | =PRODUCT(C6*E6,F6) | =G6
B |  | Waste and Fixings | =GetValue("Waste 7.5%",3) | % | =SubTotal(G5:G6) | 1 | =PRODUCT(C7*E7,F7) | =G7
B | Drainer | Drainlayer | 1 | hour | =GetRate("LAB1",$A8,2) | 1 | =PRODUCT(C8*E8,F8) | =G8
B | DrainLab | Drainlayers Labourer | 0.33333 | hour | =GetRate("LAB1",$A9,2) | 1 | =PRODUCT(C9*E9,F9) | =G9
B | DrainEquip | Drainage Excavation and Compacting Equip | 0.33333 | hour | =GetRate("RES1",$A10,2) | 1 | =PRODUCT(C10*E10,F10) | =G10
B |  | Margin | =GetValue("Builders margin",3) | % | =SubTotal(G1:G10) | 1 | =PRODUCT(C11*E11,F11) | =G11
I | T29.08.184 | Reducer or Manhole Connector, SN16, refer to Sewer, Polypropylene | T29.08_DRA_Storm Polyprop
I | T29.08.187 | <b>Add</b> extra for laying in trench. Based on 300mm dia pipe, adjust for other sizes. Depth not exceeding | T29.08_DRA_Storm Polyprop
I | T29.08.190 | 3m, based on 66% extra labour and plant | T29.08_DRA_Storm Polyprop
I | T29.08.193 | Pipe | T29.08_DRA_Storm Polyprop | m
B | Drainer | Drainlayer | 0.6 | hour | =GetRate("LAB1",$A1,2) | 1 | =PRODUCT(C1*E1,F1) | =G1
B | DrainLab | Drainlayers Labourer | 0.2 | hour | =GetRate("LAB1",$A2,2) | 1 | =PRODUCT(C2*E2,F2) | =G2
B | DrainEquip | Drainage Excavation and Compacting Equip | 0.2 | hour | =GetRate("RES1",$A3,2) | 0.667 | =PRODUCT(C3*E3,F3) | =G3
B |  | Margin | =GetValue("Builders margin",3) | % | =SubTotal(G1:G3) | 1 | =PRODUCT(C4*E4,F4) | =G4
I | T29.08.196 | Fittings | T29.08_DRA_Storm Polyprop | No
B | Drainer | Drainlayer | 0.6 | hour | =GetRate("LAB1",$A1,2) | 1 | =PRODUCT(C1*E1,F1) | =G1
B | DrainLab | Drainlayers Labourer | 0.2 | hour | =GetRate("LAB1",$A2,2) | 1 | =PRODUCT(C2*E2,F2) | =G2
B | DrainEquip | Drainage Excavation and Compacting Equip | 0.2 | hour | =GetRate("RES1",$A3,2) | 0.667 | =PRODUCT(C3*E3,F3) | =G3
B |  | Margin | =GetValue("Builders margin",3) | % | =SubTotal(G1:G3) | 1 | =PRODUCT(C4*E4,F4) | =G4
I | T29.08.199 | 4.5m, based on 100% extra labour and plant | T29.08_DRA_Storm Polyprop
I | T29.08.202 | Pipe | T29.08_DRA_Storm Polyprop | m
B | Drainer | Drainlayer | 0.6 | hour | =GetRate("LAB1",$A1,2) | 1 | =PRODUCT(C1*E1,F1) | =G1
B | DrainLab | Drainlayers Labourer | 0.2 | hour | =GetRate("LAB1",$A2,2) | 1 | =PRODUCT(C2*E2,F2) | =G2
B | DrainEquip | Drainage Excavation and Compacting Equip | 0.2 | hour | =GetRate("RES1",$A3,2) | 1 | =PRODUCT(C3*E3,F3) | =G3
B |  | Margin | =GetValue("Builders margin",3) | % | =SubTotal(G1:G3) | 1 | =PRODUCT(C4*E4,F4) | =G4
B |  | Excavator is for handling bedding etc, at same time allowance as labourer. Trenching per se is separate.
I | T29.08.205 | Fittings | T29.08_DRA_Storm Polyprop | No
B | Drainer | Drainlayer | 0.6 | hour | =GetRate("LAB1",$A1,2) | 1 | =PRODUCT(C1*E1,F1) | =G1
B | DrainLab | Drainlayers Labourer | 0.2 | hour | =GetRate("LAB1",$A2,2) | 1 | =PRODUCT(C2*E2,F2) | =G2
B | DrainEquip | Drainage Excavation and Compacting Equip | 0.2 | hour | =GetRate("RES1",$A3,2) | 1 | =PRODUCT(C3*E3,F3) | =G3
B |  | Margin | =GetValue("Builders margin",3) | % | =SubTotal(G1:G3) | 1 | =PRODUCT(C4*E4,F4) | =G4
I | T29.09.001 | Land Drains | T29.09_DRA_Land
I | T29.09.004 | Rates for pipework include supply, laying and jointing in trench not exceeding 1.5m deep. Includes drainage aggregate for pipe bedding and surround | T29.09_DRA_Land
I | T29.09.007 | <b>PVC Pipe,</b> punched | T29.09_DRA_Land
I | T29.09.010 | 65mm dia | T29.09_DRA_Land | m
B | 71802 | DrainFlo - Punched P400.65.150 DRAINFLO | 1 | each | =GetRate("DRA",$A1,2) | 0.0066667 | =PRODUCT(C1*E1,F1) | =G1
B |  | Discount | =GetValue("Discount 30%",3) | % | =SubTotal(G1:G1) | 1 | =PRODUCT(C2*E2,F2) | =G2
B |  | Waste and Fixings | =GetValue("Waste 7.5%",3) | % | =SubTotal(G1:G2) | 1 | =PRODUCT(C3*E3,F3) | =G3
B |  | freight | 0.05 | % | =SubTotal(G1:G3) | 1 | =PRODUCT(C4*E4,F4) | =G4
B | 71839 | Couplers P410.065 STRAIGHT COUPLING | 2 | each | =GetRate("DRA",$A5,2) | 0.0066667 | =PRODUCT(C5*E5,F5) | =G5
B |  | Discount | =GetValue("Discount 30%",3) | % | =SubTotal(G5:G5) | 1 | =PRODUCT(C6*E6,F6) | =G6
B |  | Waste and Fixings | =GetValue("Waste 7.5%",3) | % | =SubTotal(G5:G6) | 1 | =PRODUCT(C7*E7,F7) | =G7
B | DRAIN40 | Drainage 40/20 | 0.1 | m3 | =GetRate("GEN1",$A8,2) | 1 | =PRODUCT(C8*E8,F8) | =G8
B |  | Discount | =GetValue("Discount 10%",3) | % | =SubTotal(G8:G8) | 1 | =PRODUCT(C9*E9,F9) | =G9
B |  | Waste and Fixings | =GetValue("Waste 12.5%",3) | % | =SubTotal(G8:G9) | 1 | =PRODUCT(C10*E10,F10) | =G10
B | Drainer | Drainlayer | 0.1 | hour | =GetRate("LAB1",$A11,2) | 1 | =PRODUCT(C11*E11,F11) | =G11
B | DrainLab | Drainlayers Labourer | 0.033333 | hour | =GetRate("LAB1",$A12,2) | 1 | =PRODUCT(C12*E12,F12) | =G12
B | DrainEquip | Drainage Excavation and Compacting Equip | 0.1 | hour | =GetRate("RES1",$A13,2) | 1 | =PRODUCT(C13*E13,F13) | =G13
B |  | Margin | =GetValue("Builders margin",3) | % | =SubTotal(G1:G13) | 1 | =PRODUCT(C14*E14,F14) | =G14
B |  | Excavator is for handling bedding etc, at same time allowance as labourer. Trenching per se is separate.
I | T29.09.013 | 110mm dia | T29.09_DRA_Land | m
B | 71804 | DrainFlo - Punched P400.110.100 DRAINFLO | 1 | each | =GetRate("DRA",$A1,2) | 0.01 | =PRODUCT(C1*E1,F1) | =G1
B |  | Discount | =GetValue("Discount 30%",3) | % | =SubTotal(G1:G1) | 1 | =PRODUCT(C2*E2,F2) | =G2
B |  | Waste and Fixings | =GetValue("Waste 7.5%",3) | % | =SubTotal(G1:G2) | 1 | =PRODUCT(C3*E3,F3) | =G3
B |  | freight | 0.05 | % | =SubTotal(G1:G3) | 1 | =PRODUCT(C4*E4,F4) | =G4
B | 71840 | Couplers P410.110 STRAIGHT COUPLING | 2 | each | =GetRate("DRA",$A5,2) | 0.01 | =PRODUCT(C5*E5,F5) | =G5
B |  | Discount | =GetValue("Discount 30%",3) | % | =SubTotal(G5:G5) | 1 | =PRODUCT(C6*E6,F6) | =G6
B |  | Waste and Fixings | =GetValue("Waste 7.5%",3) | % | =SubTotal(G5:G6) | 1 | =PRODUCT(C7*E7,F7) | =G7
B | DRAIN40 | Drainage 40/20 | 0.12 | m3 | =GetRate("GEN1",$A8,2) | 1 | =PRODUCT(C8*E8,F8) | =G8
B |  | Discount | =GetValue("Discount 10%",3) | % | =SubTotal(G8:G8) | 1 | =PRODUCT(C9*E9,F9) | =G9
B |  | Waste and Fixings | =GetValue("Waste 12.5%",3) | % | =SubTotal(G8:G9) | 1 | =PRODUCT(C10*E10,F10) | =G10
B | Drainer | Drainlayer | 0.11 | hour | =GetRate("LAB1",$A11,2) | 1 | =PRODUCT(C11*E11,F11) | =G11
B | DrainLab | Drainlayers Labourer | 0.036667 | hour | =GetRate("LAB1",$A12,2) | 1 | =PRODUCT(C12*E12,F12) | =G12
B | DrainEquip | Drainage Excavation and Compacting Equip | 0.11 | hour | =GetRate("RES1",$A13,2) | 1 | =PRODUCT(C13*E13,F13) | =G13
B |  | Margin | =GetValue("Builders margin",3) | % | =SubTotal(G1:G13) | 1 | =PRODUCT(C14*E14,F14) | =G14
B |  | Excavator is for handling bedding etc, at same time allowance as labourer. Trenching per se is separate.
I | T29.09.016 | 160mm dia | T29.09_DRA_Land | m
B | 71805 | DrainFlo - Punched P400.160.45 DRAINFLO | 1 | each | =GetRate("DRA",$A1,2) | 0.022222 | =PRODUCT(C1*E1,F1) | =G1
B |  | Discount | =GetValue("Discount 30%",3) | % | =SubTotal(G1:G1) | 1 | =PRODUCT(C2*E2,F2) | =G2
B |  | Waste and Fixings | =GetValue("Waste 7.5%",3) | % | =SubTotal(G1:G2) | 1 | =PRODUCT(C3*E3,F3) | =G3
B |  | freight | 0.05 | % | =SubTotal(G1:G3) | 1 | =PRODUCT(C4*E4,F4) | =G4
B | 71841 | Couplers P410.160 STRAIGHT COUPLING | 2 | each | =GetRate("DRA",$A5,2) | 0.022222 | =PRODUCT(C5*E5,F5) | =G5
B |  | Discount | =GetValue("Discount 30%",3) | % | =SubTotal(G5:G5) | 1 | =PRODUCT(C6*E6,F6) | =G6
B |  | Waste and Fixings | =GetValue("Waste 7.5%",3) | % | =SubTotal(G5:G6) | 1 | =PRODUCT(C7*E7,F7) | =G7
B | DRAIN40 | Drainage 40/20 | 0.15 | m3 | =GetRate("GEN1",$A8,2) | 1 | =PRODUCT(C8*E8,F8) | =G8
B |  | Discount | =GetValue("Discount 10%",3) | % | =SubTotal(G8:G8) | 1 | =PRODUCT(C9*E9,F9) | =G9
B |  | Waste and Fixings | =GetValue("Waste 12.5%",3) | % | =SubTotal(G8:G9) | 1 | =PRODUCT(C10*E10,F10) | =G10
B | Drainer | Drainlayer | 0.13 | hour | =GetRate("LAB1",$A11,2) | 1 | =PRODUCT(C11*E11,F11) | =G11
B | DrainLab | Drainlayers Labourer | 0.043333 | hour | =GetRate("LAB1",$A12,2) | 1 | =PRODUCT(C12*E12,F12) | =G12
B | DrainEquip | Drainage Excavation and Compacting Equip | 0.13 | hour | =GetRate("RES1",$A13,2) | 1 | =PRODUCT(C13*E13,F13) | =G13
B |  | Margin | =GetValue("Builders margin",3) | % | =SubTotal(G1:G13) | 1 | =PRODUCT(C14*E14,F14) | =G14
B |  | Excavator is for handling bedding etc, at same time allowance as labourer. Trenching per se is separate.
I | T29.09.019 | 110mm dia, heavy wall | T29.09_DRA_Land | m
B | 77615 | P400.110.100 HW DRAINFLO | 1 | ea | =GetRate("DRA",$A1,2) | 0.01 | =PRODUCT(C1*E1,F1) | =G1
B |  | Discount | =GetValue("Discount 30%",3) | % | =SubTotal(G1:G1) | 1 | =PRODUCT(C2*E2,F2) | =G2
B |  | Waste and Fixings | =GetValue("Waste 7.5%",3) | % | =SubTotal(G1:G2) | 1 | =PRODUCT(C3*E3,F3) | =G3
B |  | freight | 0.05 | % | =SubTotal(G1:G3) | 1 | =PRODUCT(C4*E4,F4) | =G4
B | 71840 | Couplers P410.110 STRAIGHT COUPLING | 2 | each | =GetRate("DRA",$A5,2) | 0.01 | =PRODUCT(C5*E5,F5) | =G5
B |  | Discount | =GetValue("Discount 30%",3) | % | =SubTotal(G5:G5) | 1 | =PRODUCT(C6*E6,F6) | =G6
B |  | Waste and Fixings | =GetValue("Waste 7.5%",3) | % | =SubTotal(G5:G6) | 1 | =PRODUCT(C7*E7,F7) | =G7
B | DRAIN40 | Drainage 40/20 | 0.12 | m3 | =GetRate("GEN1",$A8,2) | 1 | =PRODUCT(C8*E8,F8) | =G8
B |  | Discount | =GetValue("Discount 10%",3) | % | =SubTotal(G8:G8) | 1 | =PRODUCT(C9*E9,F9) | =G9
B |  | Waste and Fixings | =GetValue("Waste 12.5%",3) | % | =SubTotal(G8:G9) | 1 | =PRODUCT(C10*E10,F10) | =G10
B | Drainer | Drainlayer | 0.11 | hour | =GetRate("LAB1",$A11,2) | 1 | =PRODUCT(C11*E11,F11) | =G11
B | DrainLab | Drainlayers Labourer | 0.036667 | hour | =GetRate("LAB1",$A12,2) | 1 | =PRODUCT(C12*E12,F12) | =G12
B | DrainEquip | Drainage Excavation and Compacting Equip | 0.11 | hour | =GetRate("RES1",$A13,2) | 1 | =PRODUCT(C13*E13,F13) | =G13
B |  | Margin | =GetValue("Builders margin",3) | % | =SubTotal(G1:G13) | 1 | =PRODUCT(C14*E14,F14) | =G14
B |  | Excavator is for handling bedding etc, at same time allowance as labourer. Trenching per se is separate.
I | T29.09.022 | 160mm dia, heavy wall | T29.09_DRA_Land | m
B | 71824 | P400.160.45 HW DRAINFLO | 1 | ea | =GetRate("DRA",$A1,2) | 0.022222 | =PRODUCT(C1*E1,F1) | =G1
B |  | Discount | =GetValue("Discount 30%",3) | % | =SubTotal(G1:G1) | 1 | =PRODUCT(C2*E2,F2) | =G2
B |  | Waste and Fixings | =GetValue("Waste 7.5%",3) | % | =SubTotal(G1:G2) | 1 | =PRODUCT(C3*E3,F3) | =G3
B |  | freight | 0.05 | % | =SubTotal(G1:G3) | 1 | =PRODUCT(C4*E4,F4) | =G4
B | 71841 | Couplers P410.160 STRAIGHT COUPLING | 2 | each | =GetRate("DRA",$A5,2) | 0.022222 | =PRODUCT(C5*E5,F5) | =G5
B |  | Discount | =GetValue("Discount 30%",3) | % | =SubTotal(G5:G5) | 1 | =PRODUCT(C6*E6,F6) | =G6
B |  | Waste and Fixings | =GetValue("Waste 7.5%",3) | % | =SubTotal(G5:G6) | 1 | =PRODUCT(C7*E7,F7) | =G7
B | DRAIN40 | Drainage 40/20 | 0.15 | m3 | =GetRate("GEN1",$A8,2) | 1 | =PRODUCT(C8*E8,F8) | =G8
B |  | Discount | =GetValue("Discount 10%",3) | % | =SubTotal(G8:G8) | 1 | =PRODUCT(C9*E9,F9) | =G9
B |  | Waste and Fixings | =GetValue("Waste 12.5%",3) | % | =SubTotal(G8:G9) | 1 | =PRODUCT(C10*E10,F10) | =G10
B | Drainer | Drainlayer | 0.13 | hour | =GetRate("LAB1",$A11,2) | 1 | =PRODUCT(C11*E11,F11) | =G11
B | DrainLab | Drainlayers Labourer | 0.043333 | hour | =GetRate("LAB1",$A12,2) | 1 | =PRODUCT(C12*E12,F12) | =G12
B | DrainEquip | Drainage Excavation and Compacting Equip | 0.13 | hour | =GetRate("RES1",$A13,2) | 1 | =PRODUCT(C13*E13,F13) | =G13
B |  | Margin | =GetValue("Builders margin",3) | % | =SubTotal(G1:G13) | 1 | =PRODUCT(C14*E14,F14) | =G14
B |  | Excavator is for handling bedding etc, at same time allowance as labourer. Trenching per se is separate.
I | T29.09.025 | <b>Filter sock</b> to punched pipe | T29.09_DRA_Land
I | T29.09.028 | 65mm dia | T29.09_DRA_Land | m
B | 75930 | Filter Sleeve - Coil GXFILTER SLEEVE 65MM X 30 METRE COIL | 1 | each | =GetRate("DRA",$A1,2) | 0.033333 | =PRODUCT(C1*E1,F1) | =G1
B |  | Discount | =GetValue("Discount 30%",3) | % | =SubTotal(G1:G1) | 1 | =PRODUCT(C2*E2,F2) | =G2
B |  | Waste and Fixings | =GetValue("Waste 7.5%",3) | % | =SubTotal(G1:G2) | 1 | =PRODUCT(C3*E3,F3) | =G3
B | Drainer | Drainlayer | 0.02 | hour | =GetRate("LAB1",$A4,2) | 1 | =PRODUCT(C4*E4,F4) | =G4
B | DrainLab | Drainlayers Labourer | 0.0066667 | hour | =GetRate("LAB1",$A5,2) | 1 | =PRODUCT(C5*E5,F5) | =G5
B |  | Margin | =GetValue("Builders margin",3) | % | =SubTotal(G1:G5) | 1 | =PRODUCT(C6*E6,F6) | =G6
B |  | Excavator is for handling bedding etc, at same time allowance as labourer. Trenching per se is separate.
I | T29.09.031 | 110mm dia, pre-loaded on pipe | T29.09_DRA_Land | m
B | 75934 | Filter Sleeve Preloaded on Tube GXFILTER SLEEVE 110MM X 30M PRE-LOADED | 1 | each | =GetRate("DRA",$A1,2) | 0.033333 | =PRODUCT(C1*E1,F1) | =G1
B |  | Discount | =GetValue("Discount 30%",3) | % | =SubTotal(G1:G1) | 1 | =PRODUCT(C2*E2,F2) | =G2
B |  | Waste and Fixings | =GetValue("Waste 7.5%",3) | % | =SubTotal(G1:G2) | 1 | =PRODUCT(C3*E3,F3) | =G3
B |  | freight | 0 | % | =SubTotal(G1:G3) | 1 | =PRODUCT(C4*E4,F4) | =G4
B | DrainLab | Drainlayers Labourer | 0 | hour | =GetRate("LAB1",$A5,2) | 1 | =PRODUCT(C5*E5,F5) | =G5
B |  | Margin | =GetValue("Builders margin",3) | % | =SubTotal(G1:G5) | 1 | =PRODUCT(C6*E6,F6) | =G6
I | T29.09.034 | 160mm dia, pre-loaded on pipe | T29.09_DRA_Land | m
B | 75937 | Filter Sleeve Preloaded on Tube GXFILTER SLEEVE 160MM X 45M PRE-LOADED | 1 | each | =GetRate("DRA",$A1,2) | 0.022222 | =PRODUCT(C1*E1,F1) | =G1
B |  | Discount | =GetValue("Discount 30%",3) | % | =SubTotal(G1:G1) | 1 | =PRODUCT(C2*E2,F2) | =G2
B |  | Waste and Fixings | =GetValue("Waste 7.5%",3) | % | =SubTotal(G1:G2) | 1 | =PRODUCT(C3*E3,F3) | =G3
B |  | freight | 0 | % | =SubTotal(G1:G3) | 1 | =PRODUCT(C4*E4,F4) | =G4
B | DrainLab | Drainlayers Labourer | 0 | hour | =GetRate("LAB1",$A5,2) | 1 | =PRODUCT(C5*E5,F5) | =G5
B |  | Margin | =GetValue("Builders margin",3) | % | =SubTotal(G1:G5) | 1 | =PRODUCT(C6*E6,F6) | =G6
I | T29.09.037 | <b>PVC Pipe,</b> unpunched | T29.09_DRA_Land
I | T29.09.040 | 65mm dia | T29.09_DRA_Land | m
B | 71810 | DrainCoil - Unpunched P500.65.150U DRAINCOIL | 1 | each | =GetRate("DRA",$A1,2) | 0.0066667 | =PRODUCT(C1*E1,F1) | =G1
B |  | Discount | =GetValue("Discount 30%",3) | % | =SubTotal(G1:G1) | 1 | =PRODUCT(C2*E2,F2) | =G2
B |  | Waste and Fixings | =GetValue("Waste 7.5%",3) | % | =SubTotal(G1:G2) | 1 | =PRODUCT(C3*E3,F3) | =G3
B |  | freight | 0.05 | % | =SubTotal(G1:G3) | 1 | =PRODUCT(C4*E4,F4) | =G4
B | 71839 | Couplers P410.065 STRAIGHT COUPLING | 2 | each | =GetRate("DRA",$A5,2) | 0.0066667 | =PRODUCT(C5*E5,F5) | =G5
B |  | Discount | =GetValue("Discount 30%",3) | % | =SubTotal(G5:G5) | 1 | =PRODUCT(C6*E6,F6) | =G6
B |  | Waste and Fixings | =GetValue("Waste 7.5%",3) | % | =SubTotal(G5:G6) | 1 | =PRODUCT(C7*E7,F7) | =G7
B | DRAIN40 | Drainage 40/20 | 0.1 | m3 | =GetRate("GEN1",$A8,2) | 1 | =PRODUCT(C8*E8,F8) | =G8
B |  | Discount | =GetValue("Discount 10%",3) | % | =SubTotal(G8:G8) | 1 | =PRODUCT(C9*E9,F9) | =G9
B |  | Waste and Fixings | =GetValue("Waste 12.5%",3) | % | =SubTotal(G8:G9) | 1 | =PRODUCT(C10*E10,F10) | =G10
B | Drainer | Drainlayer | 0.1 | hour | =GetRate("LAB1",$A11,2) | 1 | =PRODUCT(C11*E11,F11) | =G11
B | DrainLab | Drainlayers Labourer | 0.033333 | hour | =GetRate("LAB1",$A12,2) | 1 | =PRODUCT(C12*E12,F12) | =G12
B | DrainEquip | Drainage Excavation and Compacting Equip | 0.1 | hour | =GetRate("RES1",$A13,2) | 1 | =PRODUCT(C13*E13,F13) | =G13
B |  | Margin | =GetValue("Builders margin",3) | % | =SubTotal(G1:G13) | 1 | =PRODUCT(C14*E14,F14) | =G14
B |  | Excavator is for handling bedding etc, at same time allowance as labourer. Trenching per se is separate.
I | T29.09.043 | 110mm dia | T29.09_DRA_Land | m
B | 71812 | DrainCoil - Unpunched P500.110.100U DRAINCOIL | 1 | each | =GetRate("DRA",$A1,2) | 0.01 | =PRODUCT(C1*E1,F1) | =G1
B |  | Discount | =GetValue("Discount 30%",3) | % | =SubTotal(G1:G1) | 1 | =PRODUCT(C2*E2,F2) | =G2
B |  | Waste and Fixings | =GetValue("Waste 7.5%",3) | % | =SubTotal(G1:G2) | 1 | =PRODUCT(C3*E3,F3) | =G3
B |  | freight | 0.05 | % | =SubTotal(G1:G3) | 1 | =PRODUCT(C4*E4,F4) | =G4
B | 71840 | Couplers P410.110 STRAIGHT COUPLING | 2 | each | =GetRate("DRA",$A5,2) | 0.01 | =PRODUCT(C5*E5,F5) | =G5
B |  | Discount | =GetValue("Discount 30%",3) | % | =SubTotal(G5:G5) | 1 | =PRODUCT(C6*E6,F6) | =G6
B |  | Waste and Fixings | =GetValue("Waste 7.5%",3) | % | =SubTotal(G5:G6) | 1 | =PRODUCT(C7*E7,F7) | =G7
B | DRAIN40 | Drainage 40/20 | 0.12 | m3 | =GetRate("GEN1",$A8,2) | 1 | =PRODUCT(C8*E8,F8) | =G8
B |  | Discount | =GetValue("Discount 10%",3) | % | =SubTotal(G8:G8) | 1 | =PRODUCT(C9*E9,F9) | =G9
B |  | Waste and Fixings | =GetValue("Waste 12.5%",3) | % | =SubTotal(G8:G9) | 1 | =PRODUCT(C10*E10,F10) | =G10
B | Drainer | Drainlayer | 0.11 | hour | =GetRate("LAB1",$A11,2) | 1 | =PRODUCT(C11*E11,F11) | =G11
B | DrainLab | Drainlayers Labourer | 0.036667 | hour | =GetRate("LAB1",$A12,2) | 1 | =PRODUCT(C12*E12,F12) | =G12
B | DrainEquip | Drainage Excavation and Compacting Equip | 0.11 | hour | =GetRate("RES1",$A13,2) | 1 | =PRODUCT(C13*E13,F13) | =G13
B |  | Margin | =GetValue("Builders margin",3) | % | =SubTotal(G1:G13) | 1 | =PRODUCT(C14*E14,F14) | =G14
B |  | Excavator is for handling bedding etc, at same time allowance as labourer. Trenching per se is separate.
I | T29.09.046 | 160mm dia | T29.09_DRA_Land | m
B | 71813 | DrainCoil - Unpunched P500.160.45U DRAINCOIL | 1 | each | =GetRate("DRA",$A1,2) | 0.022222 | =PRODUCT(C1*E1,F1) | =G1
B |  | Discount | =GetValue("Discount 30%",3) | % | =SubTotal(G1:G1) | 1 | =PRODUCT(C2*E2,F2) | =G2
B |  | Waste and Fixings | =GetValue("Waste 7.5%",3) | % | =SubTotal(G1:G2) | 1 | =PRODUCT(C3*E3,F3) | =G3
B |  | freight | 0.05 | % | =SubTotal(G1:G3) | 1 | =PRODUCT(C4*E4,F4) | =G4
B | 71841 | Couplers P410.160 STRAIGHT COUPLING | 2 | each | =GetRate("DRA",$A5,2) | 0.022222 | =PRODUCT(C5*E5,F5) | =G5
B |  | Discount | =GetValue("Discount 30%",3) | % | =SubTotal(G5:G5) | 1 | =PRODUCT(C6*E6,F6) | =G6
B |  | Waste and Fixings | =GetValue("Waste 7.5%",3) | % | =SubTotal(G5:G6) | 1 | =PRODUCT(C7*E7,F7) | =G7
B | DRAIN40 | Drainage 40/20 | 0.15 | m3 | =GetRate("GEN1",$A8,2) | 1 | =PRODUCT(C8*E8,F8) | =G8
B |  | Discount | =GetValue("Discount 10%",3) | % | =SubTotal(G8:G8) | 1 | =PRODUCT(C9*E9,F9) | =G9
B |  | Waste and Fixings | =GetValue("Waste 12.5%",3) | % | =SubTotal(G8:G9) | 1 | =PRODUCT(C10*E10,F10) | =G10
B | Drainer | Drainlayer | 0.13 | hour | =GetRate("LAB1",$A11,2) | 1 | =PRODUCT(C11*E11,F11) | =G11
B | DrainLab | Drainlayers Labourer | 0.043333 | hour | =GetRate("LAB1",$A12,2) | 1 | =PRODUCT(C12*E12,F12) | =G12
B | DrainEquip | Drainage Excavation and Compacting Equip | 0.13 | hour | =GetRate("RES1",$A13,2) | 1 | =PRODUCT(C13*E13,F13) | =G13
B |  | Margin | =GetValue("Builders margin",3) | % | =SubTotal(G1:G13) | 1 | =PRODUCT(C14*E14,F14) | =G14
B |  | Excavator is for handling bedding etc, at same time allowance as labourer. Trenching per se is separate.
I | T29.09.049 | 200mm dia | T29.09_DRA_Land | m
B | 81436 | Nexus Coil - Unpunched NEXC200.30 NOVACOIL | 1 | each | =GetRate("DRA",$A1,2) | 0.033333 | =PRODUCT(C1*E1,F1) | =G1
B |  | Discount | =GetValue("Discount 30%",3) | % | =SubTotal(G1:G1) | 1 | =PRODUCT(C2*E2,F2) | =G2
B |  | Waste and Fixings | =GetValue("Waste 7.5%",3) | % | =SubTotal(G1:G2) | 1 | =PRODUCT(C3*E3,F3) | =G3
B |  | freight | 0.05 | % | =SubTotal(G1:G3) | 1 | =PRODUCT(C4*E4,F4) | =G4
B | 81935 | Couplers NEX420.200 NEXUS COUPLER | 2 | each | =GetRate("DRA",$A5,2) | 0.022222 | =PRODUCT(C5*E5,F5) | =G5
B |  | Discount | =GetValue("Discount 30%",3) | % | =SubTotal(G5:G5) | 1 | =PRODUCT(C6*E6,F6) | =G6
B |  | Waste and Fixings | =GetValue("Waste 7.5%",3) | % | =SubTotal(G5:G6) | 1 | =PRODUCT(C7*E7,F7) | =G7
B | DRAIN40 | Drainage 40/20 | 0.17 | m3 | =GetRate("GEN1",$A8,2) | 1 | =PRODUCT(C8*E8,F8) | =G8
B |  | Discount | =GetValue("Discount 10%",3) | % | =SubTotal(G8:G8) | 1 | =PRODUCT(C9*E9,F9) | =G9
B |  | Waste and Fixings | =GetValue("Waste 12.5%",3) | % | =SubTotal(G8:G9) | 1 | =PRODUCT(C10*E10,F10) | =G10
B | Drainer | Drainlayer | 0.14 | hour | =GetRate("LAB1",$A11,2) | 1 | =PRODUCT(C11*E11,F11) | =G11
B | DrainLab | Drainlayers Labourer | 0.046667 | hour | =GetRate("LAB1",$A12,2) | 1 | =PRODUCT(C12*E12,F12) | =G12
B | DrainEquip | Drainage Excavation and Compacting Equip | 0.14 | hour | =GetRate("RES1",$A13,2) | 1 | =PRODUCT(C13*E13,F13) | =G13
B |  | Margin | =GetValue("Builders margin",3) | % | =SubTotal(G1:G13) | 1 | =PRODUCT(C14*E14,F14) | =G14
B |  | Excavator is for handling bedding etc, at same time allowance as labourer. Trenching per se is separate.
I | T29.09.052 | <b>Junction</b> | T29.09_DRA_Land
I | T29.09.055 | 110mm x 110mm | T29.09_DRA_Land | No
B | 71835 | Junctions P404.110.45 WYE JUNCTION | 1 | each | =GetRate("DRA",$A1,2) | 1 | =PRODUCT(C1*E1,F1) | =G1
B |  | Discount | =GetValue("Discount 30%",3) | % | =SubTotal(G1:G1) | 1 | =PRODUCT(C2*E2,F2) | =G2
B |  | Waste and Fixings | =GetValue("Waste 7.5%",3) | % | =SubTotal(G1:G2) | 1 | =PRODUCT(C3*E3,F3) | =G3
B |  | freight | 0.05 | % | =SubTotal(G1:G3) | 1 | =PRODUCT(C4*E4,F4) | =G4
B | Drainer | Drainlayer | 0.1 | hour | =GetRate("LAB1",$A5,2) | 1 | =PRODUCT(C5*E5,F5) | =G5
B | DrainLab | Drainlayers Labourer | 0.033333 | hour | =GetRate("LAB1",$A6,2) | 1 | =PRODUCT(C6*E6,F6) | =G6
B | DrainEquip | Drainage Excavation and Compacting Equip | 0 | hour | =GetRate("RES1",$A7,2) | 1 | =PRODUCT(C7*E7,F7) | =G7
B |  | Margin | =GetValue("Builders margin",3) | % | =SubTotal(G1:G7) | 1 | =PRODUCT(C8*E8,F8) | =G8
I | T29.09.058 | 160mm x 110mm | T29.09_DRA_Land | No
B | 71837 | Junctions P405.160.110.45 REDUCING WYE JUNCTION | 1 | each | =GetRate("DRA",$A1,2) | 1 | =PRODUCT(C1*E1,F1) | =G1
B |  | Discount | =GetValue("Discount 30%",3) | % | =SubTotal(G1:G1) | 1 | =PRODUCT(C2*E2,F2) | =G2
B |  | Waste and Fixings | =GetValue("Waste 7.5%",3) | % | =SubTotal(G1:G2) | 1 | =PRODUCT(C3*E3,F3) | =G3
B |  | freight | 0.05 | % | =SubTotal(G1:G3) | 1 | =PRODUCT(C4*E4,F4) | =G4
B | Drainer | Drainlayer | 0.1 | hour | =GetRate("LAB1",$A5,2) | 1 | =PRODUCT(C5*E5,F5) | =G5
B | DrainLab | Drainlayers Labourer | 0.033333 | hour | =GetRate("LAB1",$A6,2) | 1 | =PRODUCT(C6*E6,F6) | =G6
B | DrainEquip | Drainage Excavation and Compacting Equip | 0 | hour | =GetRate("RES1",$A7,2) | 1 | =PRODUCT(C7*E7,F7) | =G7
B |  | Margin | =GetValue("Builders margin",3) | % | =SubTotal(G1:G7) | 1 | =PRODUCT(C8*E8,F8) | =G8
I | T29.09.061 | 160mm x 160mm | T29.09_DRA_Land | No
B | 71836 | Junctions P404.160.45 WYE JUNCTION | 1 | each | =GetRate("DRA",$A1,2) | 1 | =PRODUCT(C1*E1,F1) | =G1
B |  | Discount | =GetValue("Discount 30%",3) | % | =SubTotal(G1:G1) | 1 | =PRODUCT(C2*E2,F2) | =G2
B |  | Waste and Fixings | =GetValue("Waste 7.5%",3) | % | =SubTotal(G1:G2) | 1 | =PRODUCT(C3*E3,F3) | =G3
B |  | freight | 0.05 | % | =SubTotal(G1:G3) | 1 | =PRODUCT(C4*E4,F4) | =G4
B | Drainer | Drainlayer | 0.1 | hour | =GetRate("LAB1",$A5,2) | 1 | =PRODUCT(C5*E5,F5) | =G5
B | DrainLab | Drainlayers Labourer | 0.033333 | hour | =GetRate("LAB1",$A6,2) | 1 | =PRODUCT(C6*E6,F6) | =G6
B | DrainEquip | Drainage Excavation and Compacting Equip | 0 | hour | =GetRate("RES1",$A7,2) | 1 | =PRODUCT(C7*E7,F7) | =G7
B |  | Margin | =GetValue("Builders margin",3) | % | =SubTotal(G1:G7) | 1 | =PRODUCT(C8*E8,F8) | =G8
I | T29.10.001 | Concrete Surrounds | T29.10_DRA_Concrete Surrounds
I | T29.10.004 | <b>Concrete Pipe Surround,</b> 100mm thick, including all additional excavation, to | T29.10_DRA_Concrete Surrounds
I | T29.10.007 | 100mm pipe (0.13 m3/m) | T29.10_DRA_Concrete Surrounds | m
B | PM_25CON_004 | READYMIX STRUCTURALCONCRETE 17.5MPA 19MM | 0.13 | mtq | =GetRate("SUP1",$A1,2) | 1 | =PRODUCT(C1*E1,F1) | =G1
B |  | Discount | =GetValue("Discount 30%",3) | % | =SubTotal(G1:G1) | 1 | =PRODUCT(C2*E2,F2) | =G2
B |  | Waste and Fixings | =GetValue("Waste 7.5%",3) | % | =SubTotal(G1:G2) | 1 | =PRODUCT(C3*E3,F3) | =G3
B | Drainer | Drainlayer | 2 | hour | =GetRate("LAB1",$A4,2) | 0.13 | =PRODUCT(C4*E4,F4) | =G4
B | DrainLab | Drainlayers Labourer | 0.66667 | hour | =GetRate("LAB1",$A5,2) | 0.13 | =PRODUCT(C5*E5,F5) | =G5
B | DrainEquip | Drainage Excavation and Compacting Equip | 1.5 | hour | =GetRate("RES1",$A6,2) | 0.13 | =PRODUCT(C6*E6,F6) | =G6
B |  | Margin | =GetValue("Builders margin",3) | % | =SubTotal(G1:G6) | 1 | =PRODUCT(C7*E7,F7) | =G7
B |  | Excavator is for handling bedding etc, at same time allowance as labourer. Trenching per se is separate.
B |  |  | 0.09
I | T29.10.010 | 150mm pipe (0.16 m3/m) | T29.10_DRA_Concrete Surrounds | m
B | PM_25CON_004 | READYMIX STRUCTURALCONCRETE 17.5MPA 19MM | 0.16 | mtq | =GetRate("SUP1",$A1,2) | 1 | =PRODUCT(C1*E1,F1) | =G1
B |  | Discount | =GetValue("Discount 30%",3) | % | =SubTotal(G1:G1) | 1 | =PRODUCT(C2*E2,F2) | =G2
B |  | Waste and Fixings | =GetValue("Waste 7.5%",3) | % | =SubTotal(G1:G2) | 1 | =PRODUCT(C3*E3,F3) | =G3
B | Drainer | Drainlayer | 2 | hour | =GetRate("LAB1",$A4,2) | 0.16 | =PRODUCT(C4*E4,F4) | =G4
B | DrainLab | Drainlayers Labourer | 0.66667 | hour | =GetRate("LAB1",$A5,2) | 0.16 | =PRODUCT(C5*E5,F5) | =G5
B | DrainEquip | Drainage Excavation and Compacting Equip | 1.5 | hour | =GetRate("RES1",$A6,2) | 0.16 | =PRODUCT(C6*E6,F6) | =G6
B |  | Margin | =GetValue("Builders margin",3) | % | =SubTotal(G1:G6) | 1 | =PRODUCT(C7*E7,F7) | =G7
B |  | Excavator is for handling bedding etc, at same time allowance as labourer. Trenching per se is separate.
B |  |  | 0.11 |  |  |  | 0
I | T29.10.013 | 225mm pipe (0.22 m3/m) | T29.10_DRA_Concrete Surrounds | m
B | PM_25CON_004 | READYMIX STRUCTURALCONCRETE 17.5MPA 19MM | 0.22 | mtq | =GetRate("SUP1",$A1,2) | 1 | =PRODUCT(C1*E1,F1) | =G1
B |  | Discount | =GetValue("Discount 30%",3) | % | =SubTotal(G1:G1) | 1 | =PRODUCT(C2*E2,F2) | =G2
B |  | Waste and Fixings | =GetValue("Waste 7.5%",3) | % | =SubTotal(G1:G2) | 1 | =PRODUCT(C3*E3,F3) | =G3
B | Drainer | Drainlayer | 2 | hour | =GetRate("LAB1",$A4,2) | 0.22 | =PRODUCT(C4*E4,F4) | =G4
B | DrainLab | Drainlayers Labourer | 0.66667 | hour | =GetRate("LAB1",$A5,2) | 0.22 | =PRODUCT(C5*E5,F5) | =G5
B | DrainEquip | Drainage Excavation and Compacting Equip | 1.5 | hour | =GetRate("RES1",$A6,2) | 0.22 | =PRODUCT(C6*E6,F6) | =G6
B |  | Margin | =GetValue("Builders margin",3) | % | =SubTotal(G1:G6) | 1 | =PRODUCT(C7*E7,F7) | =G7
B |  | Excavator is for handling bedding etc, at same time allowance as labourer. Trenching per se is separate.
B |  |  | 0.15 |  |  |  | 0
I | T29.10.016 | 300mm pipe (0.25 m3/m) | T29.10_DRA_Concrete Surrounds | m
B | PM_25CON_004 | READYMIX STRUCTURALCONCRETE 17.5MPA 19MM | 0.25 | mtq | =GetRate("SUP1",$A1,2) | 1 | =PRODUCT(C1*E1,F1) | =G1
B |  | Discount | =GetValue("Discount 30%",3) | % | =SubTotal(G1:G1) | 1 | =PRODUCT(C2*E2,F2) | =G2
B |  | Waste and Fixings | =GetValue("Waste 7.5%",3) | % | =SubTotal(G1:G2) | 1 | =PRODUCT(C3*E3,F3) | =G3
B | Drainer | Drainlayer | 2 | hour | =GetRate("LAB1",$A4,2) | 0.25 | =PRODUCT(C4*E4,F4) | =G4
B | DrainLab | Drainlayers Labourer | 0.66667 | hour | =GetRate("LAB1",$A5,2) | 0.25 | =PRODUCT(C5*E5,F5) | =G5
B | DrainEquip | Drainage Excavation and Compacting Equip | 1.5 | hour | =GetRate("RES1",$A6,2) | 0.25 | =PRODUCT(C6*E6,F6) | =G6
B |  | Margin | =GetValue("Builders margin",3) | % | =SubTotal(G1:G6) | 1 | =PRODUCT(C7*E7,F7) | =G7
B |  | Excavator is for handling bedding etc, at same time allowance as labourer. Trenching per se is separate.
B |  |  | 0.18 |  |  |  | 0
I | T29.11.001 | Breaking Into Existing Pipelines | T29.11_DRA_Break into Existing
I | T29.11.004 | <b>Locate and Break into Existing 100mm Pipe</b> and make new connection in trench, not exceeding: | T29.11_DRA_Break into Existing
I | T29.11.007 | 1.5m deep | T29.11_DRA_Break into Existing | No
B | [5 empty] | 0 | 1
B |  | Discount | =GetValue("Discount 30%",3) | % | =SubTotal(G1:G1) | 1 | =PRODUCT(C2*E2,F2) | =G2
B |  | Waste and Fixings | =GetValue("Waste 7.5%",3) | % | =SubTotal(G1:G2) | 1 | =PRODUCT(C3*E3,F3) | =G3
B |  | freight | 0.05 | % | =SubTotal(G1:G3) | 1 | =PRODUCT(C4*E4,F4) | =G4
B | Drainer | Drainlayer | 3 | hour | =GetRate("LAB1",$A5,2) | 1 | =PRODUCT(C5*E5,F5) | =G5
B | DrainLab | Drainlayers Labourer | 1 | hour | =GetRate("LAB1",$A6,2) | 1 | =PRODUCT(C6*E6,F6) | =G6
B | DrainEquip | Drainage Excavation and Compacting Equip | 1.5 | hour | =GetRate("RES1",$A7,2) | 1 | =PRODUCT(C7*E7,F7) | =G7
B |  | Margin | =GetValue("Builders margin",3) | % | =SubTotal(G1:G7) | 1 | =PRODUCT(C8*E8,F8) | =G8
I | T29.11.010 | 3m deep | T29.11_DRA_Break into Existing | No
B | [5 empty] | 0 | 1
B |  | Discount | =GetValue("Discount 30%",3) | % | =SubTotal(G1:G1) | 1 | =PRODUCT(C2*E2,F2) | =G2
B |  | Waste and Fixings | =GetValue("Waste 7.5%",3) | % | =SubTotal(G1:G2) | 1 | =PRODUCT(C3*E3,F3) | =G3
B |  | freight | 0.05 | % | =SubTotal(G1:G3) | 1 | =PRODUCT(C4*E4,F4) | =G4
B | Drainer | Drainlayer | 7.5 | hour | =GetRate("LAB1",$A5,2) | 1 | =PRODUCT(C5*E5,F5) | =G5
B | DrainLab | Drainlayers Labourer | 2.5 | hour | =GetRate("LAB1",$A6,2) | 1 | =PRODUCT(C6*E6,F6) | =G6
B | DrainEquip | Drainage Excavation and Compacting Equip | 3.75 | hour | =GetRate("RES1",$A7,2) | 1 | =PRODUCT(C7*E7,F7) | =G7
B |  | Margin | =GetValue("Builders margin",3) | % | =SubTotal(G1:G7) | 1 | =PRODUCT(C8*E8,F8) | =G8
I | T29.11.013 | 4.5m deep | T29.11_DRA_Break into Existing | No
B | [5 empty] | 0 | 1
B |  | Discount | =GetValue("Discount 30%",3) | % | =SubTotal(G1:G1) | 1 | =PRODUCT(C2*E2,F2) | =G2
B |  | Waste and Fixings | =GetValue("Waste 7.5%",3) | % | =SubTotal(G1:G2) | 1 | =PRODUCT(C3*E3,F3) | =G3
B |  | freight | 0.05 | % | =SubTotal(G1:G3) | 1 | =PRODUCT(C4*E4,F4) | =G4
B | Drainer | Drainlayer | 15 | hour | =GetRate("LAB1",$A5,2) | 1 | =PRODUCT(C5*E5,F5) | =G5
B | DrainLab | Drainlayers Labourer | 5 | hour | =GetRate("LAB1",$A6,2) | 1 | =PRODUCT(C6*E6,F6) | =G6
B | DrainEquip | Drainage Excavation and Compacting Equip | 7.5 | hour | =GetRate("RES1",$A7,2) | 1 | =PRODUCT(C7*E7,F7) | =G7
B |  | Margin | =GetValue("Builders margin",3) | % | =SubTotal(G1:G7) | 1 | =PRODUCT(C8*E8,F8) | =G8
I | T29.11.016 | <b>Locate and Break into Existing Manhole</b> and make new connection, not exceeding: | T29.11_DRA_Break into Existing
I | T29.11.019 | 1.5m deep | T29.11_DRA_Break into Existing | No
B | [5 empty] | 0 | 1
B |  | Discount | =GetValue("Discount 30%",3) | % | =SubTotal(G1:G1) | 1 | =PRODUCT(C2*E2,F2) | =G2
B |  | Waste and Fixings | =GetValue("Waste 7.5%",3) | % | =SubTotal(G1:G2) | 1 | =PRODUCT(C3*E3,F3) | =G3
B |  | freight | 0.05 | % | =SubTotal(G1:G3) | 1 | =PRODUCT(C4*E4,F4) | =G4
B | Drainer | Drainlayer | 3 | hour | =GetRate("LAB1",$A5,2) | 1 | =PRODUCT(C5*E5,F5) | =G5
B | DrainLab | Drainlayers Labourer | 1 | hour | =GetRate("LAB1",$A6,2) | 1 | =PRODUCT(C6*E6,F6) | =G6
B | DrainEquip | Drainage Excavation and Compacting Equip | 1.5 | hour | =GetRate("RES1",$A7,2) | 1 | =PRODUCT(C7*E7,F7) | =G7
B |  | Margin | =GetValue("Builders margin",3) | % | =SubTotal(G1:G7) | 1 | =PRODUCT(C8*E8,F8) | =G8
I | T29.11.022 | 3m deep | T29.11_DRA_Break into Existing | No
B | [5 empty] | 0 | 1
B |  | Discount | =GetValue("Discount 30%",3) | % | =SubTotal(G1:G1) | 1 | =PRODUCT(C2*E2,F2) | =G2
B |  | Waste and Fixings | =GetValue("Waste 7.5%",3) | % | =SubTotal(G1:G2) | 1 | =PRODUCT(C3*E3,F3) | =G3
B |  | freight | 0.05 | % | =SubTotal(G1:G3) | 1 | =PRODUCT(C4*E4,F4) | =G4
B | Drainer | Drainlayer | 7.5 | hour | =GetRate("LAB1",$A5,2) | 1 | =PRODUCT(C5*E5,F5) | =G5
B | DrainLab | Drainlayers Labourer | 2.5 | hour | =GetRate("LAB1",$A6,2) | 1 | =PRODUCT(C6*E6,F6) | =G6
B | DrainEquip | Drainage Excavation and Compacting Equip | 3.75 | hour | =GetRate("RES1",$A7,2) | 1 | =PRODUCT(C7*E7,F7) | =G7
B |  | Margin | =GetValue("Builders margin",3) | % | =SubTotal(G1:G7) | 1 | =PRODUCT(C8*E8,F8) | =G8
I | T29.12.001 | Cesspits and Sumps | T29.12_DRA_Cesspits
I | T29.12.004 | Regional requirements vary greatly, and only a small sample of cesspit types are included here | T29.12_DRA_Cesspits
I | T29.12.007 | Rates include excavation, backfilling, lids and connection to pipework | T29.12_DRA_Cesspits
I | T29.12.010 | Rates for covers and grates given separately | T29.12_DRA_Cesspits
I | T29.12.013 | <b>Precast Concrete Cesspit,</b> with cast in concrete base and soft spots in walls for knockouts and connections | T29.12_DRA_Cesspits
I | T29.12.016 | 450mm x 300mm x 600mm deep | T29.12_DRA_Cesspits | No
B | 4252 | Cesspit - Flat Top CE450.300.600 CONCRETE CESSPIT | 1 | each | =GetRate("DRA",$A1,2) | 1 | =PRODUCT(C1*E1,F1) | =G1
B |  | Discount | =GetValue("Discount 30%",3) | % | =SubTotal(G1:G1) | 1 | =PRODUCT(C2*E2,F2) | =G2
B |  | Waste and Fixings | =GetValue("Waste 7.5%",3) | % | =SubTotal(G1:G2) | 1 | =PRODUCT(C3*E3,F3) | =G3
B |  | freight | 0.05 | % | =SubTotal(G1:G3) | 1 | =PRODUCT(C4*E4,F4) | =G4
B | GAP20 | General All Passing 20 | 0.35 | m3 | =GetRate("GEN1",$A5,2) | 1 | =PRODUCT(C5*E5,F5) | =G5
B |  | Discount | =GetValue("Discount 10%",3) | % | =SubTotal(G5:G5) | 1 | =PRODUCT(C6*E6,F6) | =G6
B |  | Waste and Fixings | =GetValue("Waste 12.5%",3) | % | =SubTotal(G5:G6) | 1 | =PRODUCT(C7*E7,F7) | =G7
B | Drainer | Drainlayer | 3 | hour | =GetRate("LAB1",$A8,2) | 1 | =PRODUCT(C8*E8,F8) | =G8
B | DrainLab | Drainlayers Labourer | 1 | hour | =GetRate("LAB1",$A9,2) | 1 | =PRODUCT(C9*E9,F9) | =G9
B | DrainEquip | Drainage Excavation and Compacting Equip | 3 | hour | =GetRate("RES1",$A10,2) | 1 | =PRODUCT(C10*E10,F10) | =G10
B |  | Margin | =GetValue("Builders margin",3) | % | =SubTotal(G1:G10) | 1 | =PRODUCT(C11*E11,F11) | =G11
B |  | Excavation | 1.38 | m3
I | T29.12.019 | 450mm x 450mm x 900mm deep | T29.12_DRA_Cesspits | No
B | 4204 | Cesspit - Flat Top CE450.450.900 CONCRETE CESSPIT | 1 | each | =GetRate("DRA",$A1,2) | 1 | =PRODUCT(C1*E1,F1) | =G1
B |  | Discount | =GetValue("Discount 30%",3) | % | =SubTotal(G1:G1) | 1 | =PRODUCT(C2*E2,F2) | =G2
B |  | Waste and Fixings | =GetValue("Waste 7.5%",3) | % | =SubTotal(G1:G2) | 1 | =PRODUCT(C3*E3,F3) | =G3
B |  | freight | 0.05 | % | =SubTotal(G1:G3) | 1 | =PRODUCT(C4*E4,F4) | =G4
B | GAP20 | General All Passing 20 | 0.39 | m3 | =GetRate("GEN1",$A5,2) | 1 | =PRODUCT(C5*E5,F5) | =G5
B |  | Discount | =GetValue("Discount 10%",3) | % | =SubTotal(G5:G5) | 1 | =PRODUCT(C6*E6,F6) | =G6
B |  | Waste and Fixings | =GetValue("Waste 12.5%",3) | % | =SubTotal(G5:G6) | 1 | =PRODUCT(C7*E7,F7) | =G7
B | Drainer | Drainlayer | 3 | hour | =GetRate("LAB1",$A8,2) | 1 | =PRODUCT(C8*E8,F8) | =G8
B | DrainLab | Drainlayers Labourer | 1 | hour | =GetRate("LAB1",$A9,2) | 1 | =PRODUCT(C9*E9,F9) | =G9
B | DrainEquip | Drainage Excavation and Compacting Equip | 3 | hour | =GetRate("RES1",$A10,2) | 1 | =PRODUCT(C10*E10,F10) | =G10
B |  | Margin | =GetValue("Builders margin",3) | % | =SubTotal(G1:G10) | 1 | =PRODUCT(C11*E11,F11) | =G11
B |  | Excavation | 2.13 | m3
I | T29.12.022 | 450mm x 450mm x 1200mm deep | T29.12_DRA_Cesspits | No
B | 4201 | Cesspit - Flat Top CE450.450.1200 CONCRETE CESSPIT | 1 | each | =GetRate("DRA",$A1,2) | 1 | =PRODUCT(C1*E1,F1) | =G1
B |  | Discount | =GetValue("Discount 30%",3) | % | =SubTotal(G1:G1) | 1 | =PRODUCT(C2*E2,F2) | =G2
B |  | Waste and Fixings | =GetValue("Waste 7.5%",3) | % | =SubTotal(G1:G2) | 1 | =PRODUCT(C3*E3,F3) | =G3
B |  | freight | 0.05 | % | =SubTotal(G1:G3) | 1 | =PRODUCT(C4*E4,F4) | =G4
B | GAP20 | General All Passing 20 | 0.39 | m3 | =GetRate("GEN1",$A5,2) | 1 | =PRODUCT(C5*E5,F5) | =G5
B |  | Discount | =GetValue("Discount 10%",3) | % | =SubTotal(G5:G5) | 1 | =PRODUCT(C6*E6,F6) | =G6
B |  | Waste and Fixings | =GetValue("Waste 12.5%",3) | % | =SubTotal(G5:G6) | 1 | =PRODUCT(C7*E7,F7) | =G7
B | Drainer | Drainlayer | 4.5 | hour | =GetRate("LAB1",$A8,2) | 1 | =PRODUCT(C8*E8,F8) | =G8
B | DrainLab | Drainlayers Labourer | 1.5 | hour | =GetRate("LAB1",$A9,2) | 1 | =PRODUCT(C9*E9,F9) | =G9
B | DrainEquip | Drainage Excavation and Compacting Equip | 4.5 | hour | =GetRate("RES1",$A10,2) | 1 | =PRODUCT(C10*E10,F10) | =G10
B |  | Margin | =GetValue("Builders margin",3) | % | =SubTotal(G1:G10) | 1 | =PRODUCT(C11*E11,F11) | =G11
B |  | Excavation | 2.71 | m3
I | T29.12.025 | 675mm x 450mm x 1200mm deep | T29.12_DRA_Cesspits | No
B | 4208 | Cesspit - Flat Top CE675.450.1200 CONCRETE CESSPIT FLAT TOP | 1 | each | =GetRate("DRA",$A1,2) | 1 | =PRODUCT(C1*E1,F1) | =G1
B |  | Discount | =GetValue("Discount 30%",3) | % | =SubTotal(G1:G1) | 1 | =PRODUCT(C2*E2,F2) | =G2
B |  | Waste and Fixings | =GetValue("Waste 7.5%",3) | % | =SubTotal(G1:G2) | 1 | =PRODUCT(C3*E3,F3) | =G3
B |  | freight | 0.05 | % | =SubTotal(G1:G3) | 1 | =PRODUCT(C4*E4,F4) | =G4
B | GAP20 | General All Passing 20 | 0.73 | m3 | =GetRate("GEN1",$A5,2) | 1 | =PRODUCT(C5*E5,F5) | =G5
B |  | Discount | =GetValue("Discount 10%",3) | % | =SubTotal(G5:G5) | 1 | =PRODUCT(C6*E6,F6) | =G6
B |  | Waste and Fixings | =GetValue("Waste 12.5%",3) | % | =SubTotal(G5:G6) | 1 | =PRODUCT(C7*E7,F7) | =G7
B | Drainer | Drainlayer | 5 | hour | =GetRate("LAB1",$A8,2) | 1 | =PRODUCT(C8*E8,F8) | =G8
B | DrainLab | Drainlayers Labourer | 1.6667 | hour | =GetRate("LAB1",$A9,2) | 1 | =PRODUCT(C9*E9,F9) | =G9
B | DrainEquip | Drainage Excavation and Compacting Equip | 5 | hour | =GetRate("RES1",$A10,2) | 1 | =PRODUCT(C10*E10,F10) | =G10
B |  | Margin | =GetValue("Builders margin",3) | % | =SubTotal(G1:G10) | 1 | =PRODUCT(C11*E11,F11) | =G11
B |  | Excavation | 5.05 | m3
I | T29.12.028 | 675mm x 450mm x 1650mm deep | T29.12_DRA_Cesspits | No
B | 4262 | Cesspit - Flat Top CE675.450.1650 CONCRETE CESSPIT FLAT TOP | 1 | each | =GetRate("DRA",$A1,2) | 1 | =PRODUCT(C1*E1,F1) | =G1
B |  | Discount | =GetValue("Discount 30%",3) | % | =SubTotal(G1:G1) | 1 | =PRODUCT(C2*E2,F2) | =G2
B |  | Waste and Fixings | =GetValue("Waste 7.5%",3) | % | =SubTotal(G1:G2) | 1 | =PRODUCT(C3*E3,F3) | =G3
B |  | freight | 0.05 | % | =SubTotal(G1:G3) | 1 | =PRODUCT(C4*E4,F4) | =G4
B | GAP20 | General All Passing 20 | 0.73 | m3 | =GetRate("GEN1",$A5,2) | 1 | =PRODUCT(C5*E5,F5) | =G5
B |  | Discount | =GetValue("Discount 10%",3) | % | =SubTotal(G5:G5) | 1 | =PRODUCT(C6*E6,F6) | =G6
B |  | Waste and Fixings | =GetValue("Waste 12.5%",3) | % | =SubTotal(G5:G6) | 1 | =PRODUCT(C7*E7,F7) | =G7
B | Drainer | Drainlayer | 6 | hour | =GetRate("LAB1",$A8,2) | 1 | =PRODUCT(C8*E8,F8) | =G8
B | DrainLab | Drainlayers Labourer | 2 | hour | =GetRate("LAB1",$A9,2) | 1 | =PRODUCT(C9*E9,F9) | =G9
B | DrainEquip | Drainage Excavation and Compacting Equip | 6 | hour | =GetRate("RES1",$A10,2) | 1 | =PRODUCT(C10*E10,F10) | =G10
B |  | Margin | =GetValue("Builders margin",3) | % | =SubTotal(G1:G10) | 1 | =PRODUCT(C11*E11,F11) | =G11
B |  | Excavation, backfilling etc | 6.68 | m3
B |  | Install cesspit | 1
B |  | Connections | 0.5
B |  |  | 8.18
I | T29.12.031 | <b>Back Entry Precast Concrete Cesspit,</b> with cast in concrete base and soft spots in walls for knockouts and connections | T29.12_DRA_Cesspits
I | T29.12.034 | 675mm x 450mm x 1200mm deep | T29.12_DRA_Cesspits | No
B | 4207 | Cesspit - Back Entry CE675.450.1200 CONC CESSPIT BACK ENTRY | 1 | each | =GetRate("DRA",$A1,2) | 1 | =PRODUCT(C1*E1,F1) | =G1
B |  | Discount | =GetValue("Discount 30%",3) | % | =SubTotal(G1:G1) | 1 | =PRODUCT(C2*E2,F2) | =G2
B |  | Waste and Fixings | =GetValue("Waste 7.5%",3) | % | =SubTotal(G1:G2) | 1 | =PRODUCT(C3*E3,F3) | =G3
B |  | freight | 0.05 | % | =SubTotal(G1:G3) | 1 | =PRODUCT(C4*E4,F4) | =G4
B | GAP20 | General All Passing 20 | 0.73 | m3 | =GetRate("GEN1",$A5,2) | 1 | =PRODUCT(C5*E5,F5) | =G5
B |  | Discount | =GetValue("Discount 10%",3) | % | =SubTotal(G5:G5) | 1 | =PRODUCT(C6*E6,F6) | =G6
B |  | Waste and Fixings | =GetValue("Waste 12.5%",3) | % | =SubTotal(G5:G6) | 1 | =PRODUCT(C7*E7,F7) | =G7
B | Drainer | Drainlayer | 5 | hour | =GetRate("LAB1",$A8,2) | 1 | =PRODUCT(C8*E8,F8) | =G8
B | DrainLab | Drainlayers Labourer | 1.6667 | hour | =GetRate("LAB1",$A9,2) | 1 | =PRODUCT(C9*E9,F9) | =G9
B | DrainEquip | Drainage Excavation and Compacting Equip | 5 | hour | =GetRate("RES1",$A10,2) | 1 | =PRODUCT(C10*E10,F10) | =G10
B |  | Margin | =GetValue("Builders margin",3) | % | =SubTotal(G1:G10) | 1 | =PRODUCT(C11*E11,F11) | =G11
B |  | Excavation | 5.05 | m3
I | T29.12.037 | 675mm x 450mm x 1650mm deep | T29.12_DRA_Cesspits | No
B | 4206 | Cesspit - Back Entry CE675.450.1650 CONC CESSPIT BACK ENTRY | 1 | each | =GetRate("DRA",$A1,2) | 1 | =PRODUCT(C1*E1,F1) | =G1
B |  | Discount | =GetValue("Discount 30%",3) | % | =SubTotal(G1:G1) | 1 | =PRODUCT(C2*E2,F2) | =G2
B |  | Waste and Fixings | =GetValue("Waste 7.5%",3) | % | =SubTotal(G1:G2) | 1 | =PRODUCT(C3*E3,F3) | =G3
B |  | freight | 0.05 | % | =SubTotal(G1:G3) | 1 | =PRODUCT(C4*E4,F4) | =G4
B | GAP20 | General All Passing 20 | 0.45 | m3 | =GetRate("GEN1",$A5,2) | 1 | =PRODUCT(C5*E5,F5) | =G5
B |  | Discount | =GetValue("Discount 10%",3) | % | =SubTotal(G5:G5) | 1 | =PRODUCT(C6*E6,F6) | =G6
B |  | Waste and Fixings | =GetValue("Waste 12.5%",3) | % | =SubTotal(G5:G6) | 1 | =PRODUCT(C7*E7,F7) | =G7
B | Drainer | Drainlayer | 6 | hour | =GetRate("LAB1",$A8,2) | 1 | =PRODUCT(C8*E8,F8) | =G8
B | DrainLab | Drainlayers Labourer | 2 | hour | =GetRate("LAB1",$A9,2) | 1 | =PRODUCT(C9*E9,F9) | =G9
B | DrainEquip | Drainage Excavation and Compacting Equip | 6 | hour | =GetRate("RES1",$A10,2) | 1 | =PRODUCT(C10*E10,F10) | =G10
B |  | Margin | =GetValue("Builders margin",3) | % | =SubTotal(G1:G10) | 1 | =PRODUCT(C11*E11,F11) | =G11
B |  | Excavation | 4.16 | m3
I | T29.12.040 | <b>Add</b> extra for cast iron grate and frame | T29.12_DRA_Cesspits
I | T29.12.043 | 450mm x 300mm | T29.12_DRA_Cesspits | No
B | 74821 | Cesspit Frame & Grate SW2001 450 X 300 FRAME & GRATE | 1 | each | =GetRate("DRA",$A1,2) | 1 | =PRODUCT(C1*E1,F1) | =G1
B |  | Discount | =GetValue("Discount 5%",3) | % | =SubTotal(G1:G1) | 1 | =PRODUCT(C2*E2,F2) | =G2
B |  | Waste and Fixings | =GetValue("Waste 7.5%",3) | % | =SubTotal(G1:G2) | 1 | =PRODUCT(C3*E3,F3) | =G3
B |  | freight | 0.02 | % | =SubTotal(G1:G3) | 1 | =PRODUCT(C4*E4,F4) | =G4
B | Drainer | Drainlayer | 0.5 | hour | =GetRate("LAB1",$A5,2) | 1 | =PRODUCT(C5*E5,F5) | =G5
B | DrainLab | Drainlayers Labourer | 0.16667 | hour | =GetRate("LAB1",$A6,2) | 1 | =PRODUCT(C6*E6,F6) | =G6
B |  | Margin | =GetValue("Builders margin",3) | % | =SubTotal(G1:G6) | 1 | =PRODUCT(C7*E7,F7) | =G7
I | T29.12.046 | 450mm x 450mm | T29.12_DRA_Cesspits | No
B | 74824 | Cesspit Frame & Grate SW2002 450 X 450 FRAME & GRATE | 1 | each | =GetRate("DRA",$A1,2) | 1 | =PRODUCT(C1*E1,F1) | =G1
B |  | Discount | =GetValue("Discount 5%",3) | % | =SubTotal(G1:G1) | 1 | =PRODUCT(C2*E2,F2) | =G2
B |  | Waste and Fixings | =GetValue("Waste 7.5%",3) | % | =SubTotal(G1:G2) | 1 | =PRODUCT(C3*E3,F3) | =G3
B |  | freight | 0.02 | % | =SubTotal(G1:G3) | 1 | =PRODUCT(C4*E4,F4) | =G4
B | Drainer | Drainlayer | 0.5 | hour | =GetRate("LAB1",$A5,2) | 1 | =PRODUCT(C5*E5,F5) | =G5
B | DrainLab | Drainlayers Labourer | 0.16667 | hour | =GetRate("LAB1",$A6,2) | 1 | =PRODUCT(C6*E6,F6) | =G6
B |  | Margin | =GetValue("Builders margin",3) | % | =SubTotal(G1:G6) | 1 | =PRODUCT(C7*E7,F7) | =G7
I | T29.12.049 | 675mm x 450mm | T29.12_DRA_Cesspits | No
B | 74843 | Cesspit Frame & Grate SW2005 675 X 450 FRAME & GRATE | 1 | each | =GetRate("DRA",$A1,2) | 1 | =PRODUCT(C1*E1,F1) | =G1
B |  | Discount | =GetValue("Discount 5%",3) | % | =SubTotal(G1:G1) | 1 | =PRODUCT(C2*E2,F2) | =G2
B |  | Waste and Fixings | =GetValue("Waste 7.5%",3) | % | =SubTotal(G1:G2) | 1 | =PRODUCT(C3*E3,F3) | =G3
B |  | freight | 0.02 | % | =SubTotal(G1:G3) | 1 | =PRODUCT(C4*E4,F4) | =G4
B | Drainer | Drainlayer | 0.5 | hour | =GetRate("LAB1",$A5,2) | 1 | =PRODUCT(C5*E5,F5) | =G5
B | DrainLab | Drainlayers Labourer | 0.16667 | hour | =GetRate("LAB1",$A6,2) | 1 | =PRODUCT(C6*E6,F6) | =G6
B |  | Margin | =GetValue("Builders margin",3) | % | =SubTotal(G1:G6) | 1 | =PRODUCT(C7*E7,F7) | =G7
I | T29.12.052 | <b>Back Entry Kerb Block,</b> 980mm x 230mm | T29.12_DRA_Cesspits | No
B | 4211 | KB KERB BLOCK BACK ENTRY STANDARD | 1 | ea | =GetRate("DRA",$A1,2) | 1 | =PRODUCT(C1*E1,F1) | =G1
B |  | Discount | =GetValue("Discount 30%",3) | % | =SubTotal(G1:G1) | 1 | =PRODUCT(C2*E2,F2) | =G2
B |  | Waste and Fixings | =GetValue("Waste 7.5%",3) | % | =SubTotal(G1:G2) | 1 | =PRODUCT(C3*E3,F3) | =G3
B |  | freight | 0.02 | % | =SubTotal(G1:G3) | 1 | =PRODUCT(C4*E4,F4) | =G4
B | Drainer | Drainlayer | 0.3 | hour | =GetRate("LAB1",$A5,2) | 1 | =PRODUCT(C5*E5,F5) | =G5
B | DrainLab | Drainlayers Labourer | 0.1 | hour | =GetRate("LAB1",$A6,2) | 1 | =PRODUCT(C6*E6,F6) | =G6
B |  | Margin | =GetValue("Builders margin",3) | % | =SubTotal(G1:G6) | 1 | =PRODUCT(C7*E7,F7) | =G7
I | T29.12.055 | <b>Plastic Sump,</b> complete with plastic grate | T29.12_DRA_Cesspits
I | T29.12.058 | 250mm x 250mm, 500mm deep | T29.12_DRA_Cesspits | No
B | 73576 | SUP.250.500 SQUARE PE SUMP + GRATE | 1 | ea | =GetRate("DRA",$A1,2) | 1 | =PRODUCT(C1*E1,F1) | =G1
B |  | Discount | =GetValue("Discount 30%",3) | % | =SubTotal(G1:G1) | 1 | =PRODUCT(C2*E2,F2) | =G2
B |  | Waste and Fixings | =GetValue("Waste 7.5%",3) | % | =SubTotal(G1:G2) | 1 | =PRODUCT(C3*E3,F3) | =G3
B |  | freight | 0.05 | % | =SubTotal(G1:G3) | 1 | =PRODUCT(C4*E4,F4) | =G4
B | GAP20 | General All Passing 20 | 0.43 | m3 | =GetRate("GEN1",$A5,2) | 1 | =PRODUCT(C5*E5,F5) | =G5
B |  | Discount | =GetValue("Discount 10%",3) | % | =SubTotal(G5:G5) | 1 | =PRODUCT(C6*E6,F6) | =G6
B |  | Waste and Fixings | =GetValue("Waste 12.5%",3) | % | =SubTotal(G5:G6) | 1 | =PRODUCT(C7*E7,F7) | =G7
B | Drainer | Drainlayer | 3 | hour | =GetRate("LAB1",$A8,2) | 1 | =PRODUCT(C8*E8,F8) | =G8
B | DrainLab | Drainlayers Labourer | 1 | hour | =GetRate("LAB1",$A9,2) | 1 | =PRODUCT(C9*E9,F9) | =G9
B | DrainEquip | Drainage Excavation and Compacting Equip | 1 | hour | =GetRate("RES1",$A10,2) | 1 | =PRODUCT(C10*E10,F10) | =G10
B |  | Margin | =GetValue("Builders margin",3) | % | =SubTotal(G1:G10) | 1 | =PRODUCT(C11*E11,F11) | =G11
B |  | Sump | 0.75
B |  | Connections | 0.75
B |  | Excavation | 1.48 | m3
B |  |  | 2.98
I | T29.12.061 | 300mm diameter, 600mm deep | T29.12_DRA_Cesspits | No
B | 76405 | SUP.300.600 ROUND PE SUMP & GRATE | 1 | ea | =GetRate("DRA",$A1,2) | 1 | =PRODUCT(C1*E1,F1) | =G1
B |  | Discount | =GetValue("Discount 30%",3) | % | =SubTotal(G1:G1) | 1 | =PRODUCT(C2*E2,F2) | =G2
B |  | Waste and Fixings | =GetValue("Waste 7.5%",3) | % | =SubTotal(G1:G2) | 1 | =PRODUCT(C3*E3,F3) | =G3
B |  | freight | 0.05 | % | =SubTotal(G1:G3) | 1 | =PRODUCT(C4*E4,F4) | =G4
B | GAP20 | General All Passing 20 | 0.36 | m3 | =GetRate("GEN1",$A5,2) | 1 | =PRODUCT(C5*E5,F5) | =G5
B |  | Discount | =GetValue("Discount 10%",3) | % | =SubTotal(G5:G5) | 1 | =PRODUCT(C6*E6,F6) | =G6
B |  | Waste and Fixings | =GetValue("Waste 12.5%",3) | % | =SubTotal(G5:G6) | 1 | =PRODUCT(C7*E7,F7) | =G7
B | Drainer | Drainlayer | 3 | hour | =GetRate("LAB1",$A8,2) | 1 | =PRODUCT(C8*E8,F8) | =G8
B | DrainLab | Drainlayers Labourer | 1 | hour | =GetRate("LAB1",$A9,2) | 1 | =PRODUCT(C9*E9,F9) | =G9
B | DrainEquip | Drainage Excavation and Compacting Equip | 1 | hour | =GetRate("RES1",$A10,2) | 1 | =PRODUCT(C10*E10,F10) | =G10
B |  | Margin | =GetValue("Builders margin",3) | % | =SubTotal(G1:G10) | 1 | =PRODUCT(C11*E11,F11) | =G11
B |  | Sump | 0.75
B |  | Connections | 0.75
B |  | Excavation | 1.24 | m3
B |  |  | 2.74
I | T29.13.001 | Manholes | T29.13_DRA_Manholes
I | T29.13.004 | Rates include excavation, backfilling, benching, channels, steps and connection to pipes. | T29.13_DRA_Manholes
I | T29.13.007 | All dimensions are internal dimensions | T29.13_DRA_Manholes
I | T29.13.010 | <b>Precast Concrete Manhole,</b> with integral concrete base and 150mm heavy duty reinforced concrete lid, including galvanised steel steps, clamps, sealant, haunching etc. | T29.13_DRA_Manholes
I | T29.13.013 | 1050mm diameter | T29.13_DRA_Manholes
I | T29.13.016 | 900mm deep, 2.4m3 | T29.13_DRA_Manholes | No
B | 2622 | 1050 Manhole Riser on Base - Standard MHB1050.900 150FL RISER & BASE | 1 | each | =GetRate("DRA",$A1,2) | 1 | =PRODUCT(C1*E1,F1) | =G1
B | 4086 | Manhole Lids - Standard MHL1050.150 MANHOLE LID | 1 | each | =GetRate("DRA",$A2,2) | 1 | =PRODUCT(C2*E2,F2) | =G2
B | 80698 | Sealing Strip SET SEALASTRIP SM9020 16MMX3.81M | 3.3 | each | =GetRate("DRA",$A3,2) | 0.26247 | =PRODUCT(C3*E3,F3) | =G3
B | 75353 | Safety Steps MHAS MANHOLE SAFETY STEP GALV | 2 | each | =GetRate("DRA",$A4,2) | 1 | =PRODUCT(C4*E4,F4) | =G4
B | 75001 | Humesbond Epoxies EPHB1 1 LITRE HUMEBOND | 0 | each | =GetRate("DRA",$A5,2) | 0.2 | =PRODUCT(C5*E5,F5) | =G5
B | 75354 | Clamps MHAT 200 MANHOLE CLAMPS | 0 | each | =GetRate("DRA",$A6,2) | 1 | =PRODUCT(C6*E6,F6) | =G6
B | 75388 | Lifting Equipment LC LIFTING CHAINS 5 TONNE | 1 | each | =GetRate("DRA",$A7,2) | 0.001 | =PRODUCT(C7*E7,F7) | =G7
B | 75512 | Cement Products CX DRICON MORTAR PLASTER 25 KG BAG | 1 | each | =GetRate("DRA",$A8,2) | 0.25 | =PRODUCT(C8*E8,F8) | =G8
B |  | Discount | =GetValue("Discount 20%",3) | % | =SubTotal(G1:G8) | 1 | =PRODUCT(C9*E9,F9) | =G9
B |  | Waste and Fixings | =GetValue("Waste 2.5%",3) | % | =SubTotal(G1:G9) | 1 | =PRODUCT(C10*E10,F10) | =G10
B |  | freight | 0.02 | % | =SubTotal(G1:G10) | 1 | =PRODUCT(C11*E11,F11) | =G11
B | GAP20 | General All Passing 20 | 0.8 | m3 | =GetRate("GEN1",$A12,2) | 1 | =PRODUCT(C12*E12,F12) | =G12
B |  | Discount | =GetValue("Discount 10%",3) | % | =SubTotal(G12:G12) | 1 | =PRODUCT(C13*E13,F13) | =G13
B |  | Waste and Fixings | =GetValue("Waste 12.5%",3) | % | =SubTotal(G12:G13) | 1 | =PRODUCT(C14*E14,F14) | =G14
B | Drainer | Drainlayer | 2.7 | hour | =GetRate("LAB1",$A15,2) | 1 | =PRODUCT(C15*E15,F15) | =G15
B | DrainLab | Drainlayers Labourer | 0.9 | hour | =GetRate("LAB1",$A16,2) | 1 | =PRODUCT(C16*E16,F16) | =G16
B | DrainEquip | Drainage Excavation and Compacting Equip | 2.7 | hour | =GetRate("RES1",$A17,2) | 1 | =PRODUCT(C17*E17,F17) | =G17
B |  | Margin | =GetValue("Builders margin",3) | % | =SubTotal(G1:G17) | 1 | =PRODUCT(C18*E18,F18) | =G18
B |  | Excavation volume | 2.42
I | T29.13.019 | 1500mm deep, 6m3 | T29.13_DRA_Manholes | No
B | 2624 | 1050 Manhole Riser on Base - Standard MHB1050.1500 150FL RISER & BASE | 1 | each | =GetRate("DRA",$A1,2) | 1 | =PRODUCT(C1*E1,F1) | =G1
B | 4086 | Manhole Lids - Standard MHL1050.150 MANHOLE LID | 1 | each | =GetRate("DRA",$A2,2) | 1 | =PRODUCT(C2*E2,F2) | =G2
B | 80698 | Sealing Strip SET SEALASTRIP SM9020 16MMX3.81M | 3.3 | each | =GetRate("DRA",$A3,2) | 0.26247 | =PRODUCT(C3*E3,F3) | =G3
B | 75353 | Safety Steps MHAS MANHOLE SAFETY STEP GALV | 4 | each | =GetRate("DRA",$A4,2) | 1 | =PRODUCT(C4*E4,F4) | =G4
B | 75001 | Humesbond Epoxies EPHB1 1 LITRE HUMEBOND | 0 | each | =GetRate("DRA",$A5,2) | 0.2 | =PRODUCT(C5*E5,F5) | =G5
B | 75354 | Clamps MHAT 200 MANHOLE CLAMPS | 0 | each | =GetRate("DRA",$A6,2) | 1 | =PRODUCT(C6*E6,F6) | =G6
B | 75388 | Lifting Equipment LC LIFTING CHAINS 5 TONNE | 1 | each | =GetRate("DRA",$A7,2) | 0.001 | =PRODUCT(C7*E7,F7) | =G7
B | 75512 | Cement Products CX DRICON MORTAR PLASTER 25 KG BAG | 1 | each | =GetRate("DRA",$A8,2) | 0.25 | =PRODUCT(C8*E8,F8) | =G8
B |  | Discount | =GetValue("Discount 20%",3) | % | =SubTotal(G1:G8) | 1 | =PRODUCT(C9*E9,F9) | =G9
B |  | Waste and Fixings | =GetValue("Waste 2.5%",3) | % | =SubTotal(G1:G9) | 1 | =PRODUCT(C10*E10,F10) | =G10
B |  | freight | 0.02 | % | =SubTotal(G1:G10) | 1 | =PRODUCT(C11*E11,F11) | =G11
B | GAP20 | General All Passing 20 | 0.8 | m3 | =GetRate("GEN1",$A12,2) | 1 | =PRODUCT(C12*E12,F12) | =G12
B |  | Discount | =GetValue("Discount 10%",3) | % | =SubTotal(G12:G12) | 1 | =PRODUCT(C13*E13,F13) | =G13
B |  | Waste and Fixings | =GetValue("Waste 12.5%",3) | % | =SubTotal(G12:G13) | 1 | =PRODUCT(C14*E14,F14) | =G14
B | Drainer | Drainlayer | 3.38 | hour | =GetRate("LAB1",$A15,2) | 1 | =PRODUCT(C15*E15,F15) | =G15
B | DrainLab | Drainlayers Labourer | 1.1267 | hour | =GetRate("LAB1",$A16,2) | 1 | =PRODUCT(C16*E16,F16) | =G16
B | DrainEquip | Drainage Excavation and Compacting Equip | 3.38 | hour | =GetRate("RES1",$A17,2) | 1 | =PRODUCT(C17*E17,F17) | =G17
B |  | Margin | =GetValue("Builders margin",3) | % | =SubTotal(G1:G17) | 1 | =PRODUCT(C18*E18,F18) | =G18
B |  | Excavation volume | 5.97
I | T29.13.022 | 2100mm deep, 15m3 | T29.13_DRA_Manholes | No
B | 2626 | 1050 Manhole Riser on Base - Standard MHB1050.2100 150FL RISER & BASE | 1 | each | =GetRate("DRA",$A1,2) | 1 | =PRODUCT(C1*E1,F1) | =G1
B | 4086 | Manhole Lids - Standard MHL1050.150 MANHOLE LID | 1 | each | =GetRate("DRA",$A2,2) | 1 | =PRODUCT(C2*E2,F2) | =G2
B | 80698 | Sealing Strip SET SEALASTRIP SM9020 16MMX3.81M | 3.3 | each | =GetRate("DRA",$A3,2) | 0.26247 | =PRODUCT(C3*E3,F3) | =G3
B | 75353 | Safety Steps MHAS MANHOLE SAFETY STEP GALV | 4 | each | =GetRate("DRA",$A4,2) | 1 | =PRODUCT(C4*E4,F4) | =G4
B | 75001 | Humesbond Epoxies EPHB1 1 LITRE HUMEBOND | 0 | each | =GetRate("DRA",$A5,2) | 0.2 | =PRODUCT(C5*E5,F5) | =G5
B | 75354 | Clamps MHAT 200 MANHOLE CLAMPS | 0 | each | =GetRate("DRA",$A6,2) | 1 | =PRODUCT(C6*E6,F6) | =G6
B | 75388 | Lifting Equipment LC LIFTING CHAINS 5 TONNE | 1 | each | =GetRate("DRA",$A7,2) | 0.001 | =PRODUCT(C7*E7,F7) | =G7
B | 75512 | Cement Products CX DRICON MORTAR PLASTER 25 KG BAG | 1 | each | =GetRate("DRA",$A8,2) | 0.25 | =PRODUCT(C8*E8,F8) | =G8
B |  | Discount | =GetValue("Discount 20%",3) | % | =SubTotal(G1:G8) | 1 | =PRODUCT(C9*E9,F9) | =G9
B |  | Waste and Fixings | =GetValue("Waste 2.5%",3) | % | =SubTotal(G1:G9) | 1 | =PRODUCT(C10*E10,F10) | =G10
B |  | freight | 0.02 | % | =SubTotal(G1:G10) | 1 | =PRODUCT(C11*E11,F11) | =G11
B | GAP20 | General All Passing 20 | 0.8 | m3 | =GetRate("GEN1",$A12,2) | 1 | =PRODUCT(C12*E12,F12) | =G12
B |  | Discount | =GetValue("Discount 10%",3) | % | =SubTotal(G12:G12) | 1 | =PRODUCT(C13*E13,F13) | =G13
B |  | Waste and Fixings | =GetValue("Waste 12.5%",3) | % | =SubTotal(G12:G13) | 1 | =PRODUCT(C14*E14,F14) | =G14
B | Drainer | Drainlayer | 6.2 | hour | =GetRate("LAB1",$A15,2) | 1 | =PRODUCT(C15*E15,F15) | =G15
B | DrainLab | Drainlayers Labourer | 2.0667 | hour | =GetRate("LAB1",$A16,2) | 1 | =PRODUCT(C16*E16,F16) | =G16
B | DrainEquip | Drainage Excavation and Compacting Equip | 6.2 | hour | =GetRate("RES1",$A17,2) | 1 | =PRODUCT(C17*E17,F17) | =G17
B |  | Margin | =GetValue("Builders margin",3) | % | =SubTotal(G1:G17) | 1 | =PRODUCT(C18*E18,F18) | =G18
B |  | Excavation volume | 15.35
I | T29.13.025 | 3000mm deep, 22m3 | T29.13_DRA_Manholes | No
B | 2626 | 1050 Manhole Riser on Base - Standard MHB1050.2100 150FL RISER & BASE | 1 | each | =GetRate("DRA",$A1,2) | 1 | =PRODUCT(C1*E1,F1) | =G1
B | 2502 | 1050 Manhole Riser MHR1050.900 MANHOLE RISER | 1 | each | =GetRate("DRA",$A2,2) | 1 | =PRODUCT(C2*E2,F2) | =G2
B | 4086 | Manhole Lids - Standard MHL1050.150 MANHOLE LID | 1 | each | =GetRate("DRA",$A3,2) | 1 | =PRODUCT(C3*E3,F3) | =G3
B | 80698 | Sealing Strip SET SEALASTRIP SM9020 16MMX3.81M | 3.3 | each | =GetRate("DRA",$A4,2) | 0.26247 | =PRODUCT(C4*E4,F4) | =G4
B | 75353 | Safety Steps MHAS MANHOLE SAFETY STEP GALV | 9 | each | =GetRate("DRA",$A5,2) | 1 | =PRODUCT(C5*E5,F5) | =G5
B | 75001 | Humesbond Epoxies EPHB1 1 LITRE HUMEBOND | 1 | each | =GetRate("DRA",$A6,2) | 0.2 | =PRODUCT(C6*E6,F6) | =G6
B | 75354 | Clamps MHAT 200 MANHOLE CLAMPS | 2 | each | =GetRate("DRA",$A7,2) | 1 | =PRODUCT(C7*E7,F7) | =G7
B | 75388 | Lifting Equipment LC LIFTING CHAINS 5 TONNE | 1 | each | =GetRate("DRA",$A8,2) | 0.001 | =PRODUCT(C8*E8,F8) | =G8
B | 75512 | Cement Products CX DRICON MORTAR PLASTER 25 KG BAG | 1 | each | =GetRate("DRA",$A9,2) | 0.25 | =PRODUCT(C9*E9,F9) | =G9
B |  | Discount | =GetValue("Discount 20%",3) | % | =SubTotal(G1:G9) | 1 | =PRODUCT(C10*E10,F10) | =G10
B |  | Waste and Fixings | =GetValue("Waste 2.5%",3) | % | =SubTotal(G1:G10) | 1 | =PRODUCT(C11*E11,F11) | =G11
B |  | freight | 0.02 | % | =SubTotal(G1:G11) | 1 | =PRODUCT(C12*E12,F12) | =G12
B | GAP20 | General All Passing 20 | 0.8 | m3 | =GetRate("GEN1",$A13,2) | 1 | =PRODUCT(C13*E13,F13) | =G13
B |  | Discount | =GetValue("Discount 10%",3) | % | =SubTotal(G13:G13) | 1 | =PRODUCT(C14*E14,F14) | =G14
B |  | Waste and Fixings | =GetValue("Waste 12.5%",3) | % | =SubTotal(G13:G14) | 1 | =PRODUCT(C15*E15,F15) | =G15
B | Drainer | Drainlayer | 7.5 | hour | =GetRate("LAB1",$A16,2) | 1 | =PRODUCT(C16*E16,F16) | =G16
B | DrainLab | Drainlayers Labourer | 2.5 | hour | =GetRate("LAB1",$A17,2) | 1 | =PRODUCT(C17*E17,F17) | =G17
B | DrainEquip | Drainage Excavation and Compacting Equip | 7.5 | hour | =GetRate("RES1",$A18,2) | 1 | =PRODUCT(C18*E18,F18) | =G18
B |  | Margin | =GetValue("Builders margin",3) | % | =SubTotal(G1:G18) | 1 | =PRODUCT(C19*E19,F19) | =G19
B |  | Excavation volume | 21.92
I | T29.13.028 | 1200mm diameter | T29.13_DRA_Manholes
I | T29.13.031 | 1200mm deep, 5.4m3 | T29.13_DRA_Manholes | No
B | 2633 | 1200 Manhole Riser on Base - Standard MHB1200.1200 150FL RISER & BASE | 1 | each | =GetRate("DRA",$A1,2) | 1 | =PRODUCT(C1*E1,F1) | =G1
B | 4090 | Manhole Lids - Standard MHL1200.150 MANHOLE LID | 1 | each | =GetRate("DRA",$A2,2) | 1 | =PRODUCT(C2*E2,F2) | =G2
B | 80698 | Sealing Strip SET SEALASTRIP SM9020 16MMX3.81M | 3.77 | each | =GetRate("DRA",$A3,2) | 0.26247 | =PRODUCT(C3*E3,F3) | =G3
B | 75353 | Safety Steps MHAS MANHOLE SAFETY STEP GALV | 2 | each | =GetRate("DRA",$A4,2) | 1 | =PRODUCT(C4*E4,F4) | =G4
B | 75001 | Humesbond Epoxies EPHB1 1 LITRE HUMEBOND | 0 | each | =GetRate("DRA",$A5,2) | 0.2 | =PRODUCT(C5*E5,F5) | =G5
B | 75354 | Clamps MHAT 200 MANHOLE CLAMPS | 0 | each | =GetRate("DRA",$A6,2) | 1 | =PRODUCT(C6*E6,F6) | =G6
B | 75388 | Lifting Equipment LC LIFTING CHAINS 5 TONNE | 1 | each | =GetRate("DRA",$A7,2) | 0.001 | =PRODUCT(C7*E7,F7) | =G7
B | 75512 | Cement Products CX DRICON MORTAR PLASTER 25 KG BAG | 1 | each | =GetRate("DRA",$A8,2) | 0.25 | =PRODUCT(C8*E8,F8) | =G8
B |  | Discount | =GetValue("Discount 20%",3) | % | =SubTotal(G1:G8) | 1 | =PRODUCT(C9*E9,F9) | =G9
B |  | Waste and Fixings | =GetValue("Waste 2.5%",3) | % | =SubTotal(G1:G9) | 1 | =PRODUCT(C10*E10,F10) | =G10
B |  | freight | 0.02 | % | =SubTotal(G1:G10) | 1 | =PRODUCT(C11*E11,F11) | =G11
B | GAP20 | General All Passing 20 | 0.91 | m3 | =GetRate("GEN1",$A12,2) | 1 | =PRODUCT(C12*E12,F12) | =G12
B |  | Discount | =GetValue("Discount 10%",3) | % | =SubTotal(G12:G12) | 1 | =PRODUCT(C13*E13,F13) | =G13
B |  | Waste and Fixings | =GetValue("Waste 12.5%",3) | % | =SubTotal(G12:G13) | 1 | =PRODUCT(C14*E14,F14) | =G14
B | Drainer | Drainlayer | 3.25 | hour | =GetRate("LAB1",$A15,2) | 1 | =PRODUCT(C15*E15,F15) | =G15
B | DrainLab | Drainlayers Labourer | 1.0833 | hour | =GetRate("LAB1",$A16,2) | 1 | =PRODUCT(C16*E16,F16) | =G16
B | DrainEquip | Drainage Excavation and Compacting Equip | 3.25 | hour | =GetRate("RES1",$A17,2) | 1 | =PRODUCT(C17*E17,F17) | =G17
B |  | Margin | =GetValue("Builders margin",3) | % | =SubTotal(G1:G17) | 1 | =PRODUCT(C18*E18,F18) | =G18
B |  | Excavation volume | 5.43
I | T29.13.034 | 2100mm deep, 17m3 | T29.13_DRA_Manholes | No
B | 2636 | 1200 Manhole Riser on Base - Standard MHB1200.2100 150FL RISER & BASE | 1 | each | =GetRate("DRA",$A1,2) | 1 | =PRODUCT(C1*E1,F1) | =G1
B | 4090 | Manhole Lids - Standard MHL1200.150 MANHOLE LID | 1 | each | =GetRate("DRA",$A2,2) | 1 | =PRODUCT(C2*E2,F2) | =G2
B | 80698 | Sealing Strip SET SEALASTRIP SM9020 16MMX3.81M | 3.77 | each | =GetRate("DRA",$A3,2) | 0.26247 | =PRODUCT(C3*E3,F3) | =G3
B | 75353 | Safety Steps MHAS MANHOLE SAFETY STEP GALV | 2 | each | =GetRate("DRA",$A4,2) | 1 | =PRODUCT(C4*E4,F4) | =G4
B | 75001 | Humesbond Epoxies EPHB1 1 LITRE HUMEBOND | 0 | each | =GetRate("DRA",$A5,2) | 0.2 | =PRODUCT(C5*E5,F5) | =G5
B | 75354 | Clamps MHAT 200 MANHOLE CLAMPS | 0 | each | =GetRate("DRA",$A6,2) | 1 | =PRODUCT(C6*E6,F6) | =G6
B | 75388 | Lifting Equipment LC LIFTING CHAINS 5 TONNE | 1 | each | =GetRate("DRA",$A7,2) | 0.001 | =PRODUCT(C7*E7,F7) | =G7
B | 75512 | Cement Products CX DRICON MORTAR PLASTER 25 KG BAG | 1 | each | =GetRate("DRA",$A8,2) | 0.25 | =PRODUCT(C8*E8,F8) | =G8
B |  | Discount | =GetValue("Discount 20%",3) | % | =SubTotal(G1:G8) | 1 | =PRODUCT(C9*E9,F9) | =G9
B |  | Waste and Fixings | =GetValue("Waste 2.5%",3) | % | =SubTotal(G1:G9) | 1 | =PRODUCT(C10*E10,F10) | =G10
B |  | freight | 0.02 | % | =SubTotal(G1:G10) | 1 | =PRODUCT(C11*E11,F11) | =G11
B | GAP20 | General All Passing 20 | 0.91 | m3 | =GetRate("GEN1",$A12,2) | 1 | =PRODUCT(C12*E12,F12) | =G12
B |  | Discount | =GetValue("Discount 10%",3) | % | =SubTotal(G12:G12) | 1 | =PRODUCT(C13*E13,F13) | =G13
B |  | Waste and Fixings | =GetValue("Waste 12.5%",3) | % | =SubTotal(G12:G13) | 1 | =PRODUCT(C14*E14,F14) | =G14
B | Drainer | Drainlayer | 5.45 | hour | =GetRate("LAB1",$A15,2) | 1 | =PRODUCT(C15*E15,F15) | =G15
B | DrainLab | Drainlayers Labourer | 1.8167 | hour | =GetRate("LAB1",$A16,2) | 1 | =PRODUCT(C16*E16,F16) | =G16
B | DrainEquip | Drainage Excavation and Compacting Equip | 5.45 | hour | =GetRate("RES1",$A17,2) | 1 | =PRODUCT(C17*E17,F17) | =G17
B |  | Margin | =GetValue("Builders margin",3) | % | =SubTotal(G1:G17) | 1 | =PRODUCT(C18*E18,F18) | =G18
B |  | Excavation volume | 16.89
I | T29.13.037 | 3000mm deep, 24m3 | T29.13_DRA_Manholes | No
B | 2636 | 1200 Manhole Riser on Base - Standard MHB1200.2100 150FL RISER & BASE | 1 | each | =GetRate("DRA",$A1,2) | 1 | =PRODUCT(C1*E1,F1) | =G1
B | 2512 | 1200 Manhole Riser MHR1200.900 MANHOLE RISER | 1 | each | =GetRate("DRA",$A2,2) | 1 | =PRODUCT(C2*E2,F2) | =G2
B | 4090 | Manhole Lids - Standard MHL1200.150 MANHOLE LID | 1 | each | =GetRate("DRA",$A3,2) | 1 | =PRODUCT(C3*E3,F3) | =G3
B | 80698 | Sealing Strip SET SEALASTRIP SM9020 16MMX3.81M | 3.77 | each | =GetRate("DRA",$A4,2) | 0.26247 | =PRODUCT(C4*E4,F4) | =G4
B | 75353 | Safety Steps MHAS MANHOLE SAFETY STEP GALV | 2 | each | =GetRate("DRA",$A5,2) | 1 | =PRODUCT(C5*E5,F5) | =G5
B | 75001 | Humesbond Epoxies EPHB1 1 LITRE HUMEBOND | 0 | each | =GetRate("DRA",$A6,2) | 0.2 | =PRODUCT(C6*E6,F6) | =G6
B | 75354 | Clamps MHAT 200 MANHOLE CLAMPS | 0 | each | =GetRate("DRA",$A7,2) | 1 | =PRODUCT(C7*E7,F7) | =G7
B | 75388 | Lifting Equipment LC LIFTING CHAINS 5 TONNE | 1 | each | =GetRate("DRA",$A8,2) | 0.001 | =PRODUCT(C8*E8,F8) | =G8
B | 75512 | Cement Products CX DRICON MORTAR PLASTER 25 KG BAG | 1 | each | =GetRate("DRA",$A9,2) | 0.25 | =PRODUCT(C9*E9,F9) | =G9
B |  | Discount | =GetValue("Discount 20%",3) | % | =SubTotal(G1:G9) | 1 | =PRODUCT(C10*E10,F10) | =G10
B |  | Waste and Fixings | =GetValue("Waste 2.5%",3) | % | =SubTotal(G1:G10) | 1 | =PRODUCT(C11*E11,F11) | =G11
B |  | freight | 0.02 | % | =SubTotal(G1:G11) | 1 | =PRODUCT(C12*E12,F12) | =G12
B | GAP20 | General All Passing 20 | 0.91 | m3 | =GetRate("GEN1",$A13,2) | 1 | =PRODUCT(C13*E13,F13) | =G13
B |  | Discount | =GetValue("Discount 10%",3) | % | =SubTotal(G13:G13) | 1 | =PRODUCT(C14*E14,F14) | =G14
B |  | Waste and Fixings | =GetValue("Waste 12.5%",3) | % | =SubTotal(G13:G14) | 1 | =PRODUCT(C15*E15,F15) | =G15
B | Drainer | Drainlayer | 7.88 | hour | =GetRate("LAB1",$A16,2) | 1 | =PRODUCT(C16*E16,F16) | =G16
B | DrainLab | Drainlayers Labourer | 2.6267 | hour | =GetRate("LAB1",$A17,2) | 1 | =PRODUCT(C17*E17,F17) | =G17
B | DrainEquip | Drainage Excavation and Compacting Equip | 7.88 | hour | =GetRate("RES1",$A18,2) | 1 | =PRODUCT(C18*E18,F18) | =G18
B |  | Margin | =GetValue("Builders margin",3) | % | =SubTotal(G1:G18) | 1 | =PRODUCT(C19*E19,F19) | =G19
B |  | Excavation volume | 24.13
I | T29.13.040 | 3900mm deep, 32m3 | T29.13_DRA_Manholes | No
B | 2636 | 1200 Manhole Riser on Base - Standard MHB1200.2100 150FL RISER & BASE | 1 | each | =GetRate("DRA",$A1,2) | 1 | =PRODUCT(C1*E1,F1) | =G1
B | 2515 | MHR1200.1800 MANHOLE RISER | 1 | each | =GetRate("DRA",$A2,2) | 1 | =PRODUCT(C2*E2,F2) | =G2
B | 4090 | Manhole Lids - Standard MHL1200.150 MANHOLE LID | 1 | each | =GetRate("DRA",$A3,2) | 1 | =PRODUCT(C3*E3,F3) | =G3
B | 80698 | Sealing Strip SET SEALASTRIP SM9020 16MMX3.81M | 3.77 | each | =GetRate("DRA",$A4,2) | 0.26247 | =PRODUCT(C4*E4,F4) | =G4
B | 75353 | Safety Steps MHAS MANHOLE SAFETY STEP GALV | 2 | each | =GetRate("DRA",$A5,2) | 1 | =PRODUCT(C5*E5,F5) | =G5
B | 75001 | Humesbond Epoxies EPHB1 1 LITRE HUMEBOND | 0 | each | =GetRate("DRA",$A6,2) | 0.2 | =PRODUCT(C6*E6,F6) | =G6
B | 75354 | Clamps MHAT 200 MANHOLE CLAMPS | 0 | each | =GetRate("DRA",$A7,2) | 1 | =PRODUCT(C7*E7,F7) | =G7
B | 75388 | Lifting Equipment LC LIFTING CHAINS 5 TONNE | 1 | each | =GetRate("DRA",$A8,2) | 0.001 | =PRODUCT(C8*E8,F8) | =G8
B | 75512 | Cement Products CX DRICON MORTAR PLASTER 25 KG BAG | 1 | each | =GetRate("DRA",$A9,2) | 0.25 | =PRODUCT(C9*E9,F9) | =G9
B |  | Discount | =GetValue("Discount 20%",3) | % | =SubTotal(G1:G9) | 1 | =PRODUCT(C10*E10,F10) | =G10
B |  | Waste and Fixings | =GetValue("Waste 2.5%",3) | % | =SubTotal(G1:G10) | 1 | =PRODUCT(C11*E11,F11) | =G11
B |  | freight | 0.02 | % | =SubTotal(G1:G11) | 1 | =PRODUCT(C12*E12,F12) | =G12
B | GAP20 | General All Passing 20 | 0.91 | m3 | =GetRate("GEN1",$A13,2) | 1 | =PRODUCT(C13*E13,F13) | =G13
B |  | Discount | =GetValue("Discount 10%",3) | % | =SubTotal(G13:G13) | 1 | =PRODUCT(C14*E14,F14) | =G14
B |  | Waste and Fixings | =GetValue("Waste 12.5%",3) | % | =SubTotal(G13:G14) | 1 | =PRODUCT(C15*E15,F15) | =G15
B | Drainer | Drainlayer | 9.38 | hour | =GetRate("LAB1",$A16,2) | 1 | =PRODUCT(C16*E16,F16) | =G16
B | DrainLab | Drainlayers Labourer | 3.1267 | hour | =GetRate("LAB1",$A17,2) | 1 | =PRODUCT(C17*E17,F17) | =G17
B | DrainEquip | Drainage Excavation and Compacting Equip | 9.38 | hour | =GetRate("RES1",$A18,2) | 1 | =PRODUCT(C18*E18,F18) | =G18
B |  | Margin | =GetValue("Builders margin",3) | % | =SubTotal(G1:G18) | 1 | =PRODUCT(C19*E19,F19) | =G19
B |  | Excavation volume | 31.37
I | T29.13.043 | 1500mm diameter | T29.13_DRA_Manholes
I | T29.13.046 | 1500mm deep, 8.6m3 | T29.13_DRA_Manholes | No
B | 2654 | 1500 Manhole Riser on Base - Standard MHB1500.1500 150FL RISER & BASE | 1 | each | =GetRate("DRA",$A1,2) | 1 | =PRODUCT(C1*E1,F1) | =G1
B | 4096 | Manhole Lids - Standard MHL1500.150 MANHOLE LID | 1 | each | =GetRate("DRA",$A2,2) | 1 | =PRODUCT(C2*E2,F2) | =G2
B | 80698 | Sealing Strip SET SEALASTRIP SM9020 16MMX3.81M | 4.72 | each | =GetRate("DRA",$A3,2) | 0.26247 | =PRODUCT(C3*E3,F3) | =G3
B | 75353 | Safety Steps MHAS MANHOLE SAFETY STEP GALV | 4 | each | =GetRate("DRA",$A4,2) | 1 | =PRODUCT(C4*E4,F4) | =G4
B | 75001 | Humesbond Epoxies EPHB1 1 LITRE HUMEBOND | 0 | each | =GetRate("DRA",$A5,2) | 0.2 | =PRODUCT(C5*E5,F5) | =G5
B | 75354 | Clamps MHAT 200 MANHOLE CLAMPS | 0 | each | =GetRate("DRA",$A6,2) | 1 | =PRODUCT(C6*E6,F6) | =G6
B | 75388 | Lifting Equipment LC LIFTING CHAINS 5 TONNE | 1 | each | =GetRate("DRA",$A7,2) | 0.001 | =PRODUCT(C7*E7,F7) | =G7
B | 75512 | Cement Products CX DRICON MORTAR PLASTER 25 KG BAG | 1 | each | =GetRate("DRA",$A8,2) | 0.25 | =PRODUCT(C8*E8,F8) | =G8
B |  | Discount | =GetValue("Discount 20%",3) | % | =SubTotal(G1:G8) | 1 | =PRODUCT(C9*E9,F9) | =G9
B |  | Waste and Fixings | =GetValue("Waste 2.5%",3) | % | =SubTotal(G1:G9) | 1 | =PRODUCT(C10*E10,F10) | =G10
B |  | freight | 0.02 | % | =SubTotal(G1:G10) | 1 | =PRODUCT(C11*E11,F11) | =G11
B | GAP20 | General All Passing 20 | 1.15 | m3 | =GetRate("GEN1",$A12,2) | 1 | =PRODUCT(C12*E12,F12) | =G12
B |  | Discount | =GetValue("Discount 10%",3) | % | =SubTotal(G12:G12) | 1 | =PRODUCT(C13*E13,F13) | =G13
B |  | Waste and Fixings | =GetValue("Waste 12.5%",3) | % | =SubTotal(G12:G13) | 1 | =PRODUCT(C14*E14,F14) | =G14
B | Drainer | Drainlayer | 3.86 | hour | =GetRate("LAB1",$A15,2) | 1 | =PRODUCT(C15*E15,F15) | =G15
B | DrainLab | Drainlayers Labourer | 1.2867 | hour | =GetRate("LAB1",$A16,2) | 1 | =PRODUCT(C16*E16,F16) | =G16
B | DrainEquip | Drainage Excavation and Compacting Equip | 3.86 | hour | =GetRate("RES1",$A17,2) | 1 | =PRODUCT(C17*E17,F17) | =G17
B |  | Margin | =GetValue("Builders margin",3) | % | =SubTotal(G1:G17) | 1 | =PRODUCT(C18*E18,F18) | =G18
B |  | Excavation volume | 8.59 |  |  |  | 0
I | T29.13.049 | 2100mm deep, 20m3 | T29.13_DRA_Manholes | No
B | 2656 | 1500 Manhole Riser on Base - Standard MHB1500.2100 150FL RISER & BASE | 1 | each | =GetRate("DRA",$A1,2) | 1 | =PRODUCT(C1*E1,F1) | =G1
B | 4096 | Manhole Lids - Standard MHL1500.150 MANHOLE LID | 1 | each | =GetRate("DRA",$A2,2) | 1 | =PRODUCT(C2*E2,F2) | =G2
B | 80698 | Sealing Strip SET SEALASTRIP SM9020 16MMX3.81M | 4.72 | each | =GetRate("DRA",$A3,2) | 0.26247 | =PRODUCT(C3*E3,F3) | =G3
B | 75353 | Safety Steps MHAS MANHOLE SAFETY STEP GALV | 6 | each | =GetRate("DRA",$A4,2) | 1 | =PRODUCT(C4*E4,F4) | =G4
B | 75001 | Humesbond Epoxies EPHB1 1 LITRE HUMEBOND | 0 | each | =GetRate("DRA",$A5,2) | 0.2 | =PRODUCT(C5*E5,F5) | =G5
B | 75354 | Clamps MHAT 200 MANHOLE CLAMPS | 0 | each | =GetRate("DRA",$A6,2) | 1 | =PRODUCT(C6*E6,F6) | =G6
B | 75388 | Lifting Equipment LC LIFTING CHAINS 5 TONNE | 1 | each | =GetRate("DRA",$A7,2) | 0.001 | =PRODUCT(C7*E7,F7) | =G7
B | 75512 | Cement Products CX DRICON MORTAR PLASTER 25 KG BAG | 1 | each | =GetRate("DRA",$A8,2) | 0.25 | =PRODUCT(C8*E8,F8) | =G8
B |  | Discount | =GetValue("Discount 20%",3) | % | =SubTotal(G1:G8) | 1 | =PRODUCT(C9*E9,F9) | =G9
B |  | Waste and Fixings | =GetValue("Waste 2.5%",3) | % | =SubTotal(G1:G9) | 1 | =PRODUCT(C10*E10,F10) | =G10
B |  | freight | 0.02 | % | =SubTotal(G1:G10) | 1 | =PRODUCT(C11*E11,F11) | =G11
B | GAP20 | General All Passing 20 | 1.15 | m3 | =GetRate("GEN1",$A12,2) | 1 | =PRODUCT(C12*E12,F12) | =G12
B |  | Discount | =GetValue("Discount 10%",3) | % | =SubTotal(G12:G12) | 1 | =PRODUCT(C13*E13,F13) | =G13
B |  | Waste and Fixings | =GetValue("Waste 12.5%",3) | % | =SubTotal(G12:G13) | 1 | =PRODUCT(C14*E14,F14) | =G14
B | Drainer | Drainlayer | 6 | hour | =GetRate("LAB1",$A15,2) | 1 | =PRODUCT(C15*E15,F15) | =G15
B | DrainLab | Drainlayers Labourer | 2 | hour | =GetRate("LAB1",$A16,2) | 1 | =PRODUCT(C16*E16,F16) | =G16
B | DrainEquip | Drainage Excavation and Compacting Equip | 6 | hour | =GetRate("RES1",$A17,2) | 1 | =PRODUCT(C17*E17,F17) | =G17
B |  | Margin | =GetValue("Builders margin",3) | % | =SubTotal(G1:G17) | 1 | =PRODUCT(C18*E18,F18) | =G18
B |  | Excavation volume | 20.21
I | T29.13.052 | 3000mm deep, 29m3 | T29.13_DRA_Manholes | No
B | 2656 | 1500 Manhole Riser on Base - Standard MHB1500.2100 150FL RISER & BASE | 1 | each | =GetRate("DRA",$A1,2) | 1 | =PRODUCT(C1*E1,F1) | =G1
B | 2532 | 1500 Manhole Riser MHR1500.900 MANHOLE RISER | 1 | each | =GetRate("DRA",$A2,2) | 1 | =PRODUCT(C2*E2,F2) | =G2
B | 4096 | Manhole Lids - Standard MHL1500.150 MANHOLE LID | 1 | each | =GetRate("DRA",$A3,2) | 1 | =PRODUCT(C3*E3,F3) | =G3
B | 80698 | Sealing Strip SET SEALASTRIP SM9020 16MMX3.81M | 4.72 | each | =GetRate("DRA",$A4,2) | 0.26247 | =PRODUCT(C4*E4,F4) | =G4
B | 75353 | Safety Steps MHAS MANHOLE SAFETY STEP GALV | 9 | each | =GetRate("DRA",$A5,2) | 1 | =PRODUCT(C5*E5,F5) | =G5
B | 75001 | Humesbond Epoxies EPHB1 1 LITRE HUMEBOND | 1 | each | =GetRate("DRA",$A6,2) | 0.2 | =PRODUCT(C6*E6,F6) | =G6
B | 75354 | Clamps MHAT 200 MANHOLE CLAMPS | 3 | each | =GetRate("DRA",$A7,2) | 1 | =PRODUCT(C7*E7,F7) | =G7
B | 75388 | Lifting Equipment LC LIFTING CHAINS 5 TONNE | 1 | each | =GetRate("DRA",$A8,2) | 0.001 | =PRODUCT(C8*E8,F8) | =G8
B | 75512 | Cement Products CX DRICON MORTAR PLASTER 25 KG BAG | 1 | each | =GetRate("DRA",$A9,2) | 0.25 | =PRODUCT(C9*E9,F9) | =G9
B |  | Discount | =GetValue("Discount 20%",3) | % | =SubTotal(G1:G9) | 1 | =PRODUCT(C10*E10,F10) | =G10
B |  | Waste and Fixings | =GetValue("Waste 2.5%",3) | % | =SubTotal(G1:G10) | 1 | =PRODUCT(C11*E11,F11) | =G11
B |  | freight | 0.02 | % | =SubTotal(G1:G11) | 1 | =PRODUCT(C12*E12,F12) | =G12
B | GAP20 | General All Passing 20 | 1.15 | m3 | =GetRate("GEN1",$A13,2) | 1 | =PRODUCT(C13*E13,F13) | =G13
B |  | Discount | =GetValue("Discount 10%",3) | % | =SubTotal(G13:G13) | 1 | =PRODUCT(C14*E14,F14) | =G14
B |  | Waste and Fixings | =GetValue("Waste 12.5%",3) | % | =SubTotal(G13:G14) | 1 | =PRODUCT(C15*E15,F15) | =G15
B | Drainer | Drainlayer | 8.81 | hour | =GetRate("LAB1",$A16,2) | 1 | =PRODUCT(C16*E16,F16) | =G16
B | DrainLab | Drainlayers Labourer | 2.9367 | hour | =GetRate("LAB1",$A17,2) | 1 | =PRODUCT(C17*E17,F17) | =G17
B | DrainEquip | Drainage Excavation and Compacting Equip | 8.81 | hour | =GetRate("RES1",$A18,2) | 1 | =PRODUCT(C18*E18,F18) | =G18
B |  | Margin | =GetValue("Builders margin",3) | % | =SubTotal(G1:G18) | 1 | =PRODUCT(C19*E19,F19) | =G19
B |  | Excavation volume | 28.86
I | T29.13.055 | 3900mm deep, 38m3 | T29.13_DRA_Manholes | No
B | 2656 | 1500 Manhole Riser on Base - Standard MHB1500.2100 150FL RISER & BASE | 1 | each | =GetRate("DRA",$A1,2) | 1 | =PRODUCT(C1*E1,F1) | =G1
B | 2535 | 1500 Manhole Riser MHR1500.1800 MANHOLE RISER | 1 | each | =GetRate("DRA",$A2,2) | 1 | =PRODUCT(C2*E2,F2) | =G2
B | 4096 | Manhole Lids - Standard MHL1500.150 MANHOLE LID | 1 | each | =GetRate("DRA",$A3,2) | 1 | =PRODUCT(C3*E3,F3) | =G3
B | 80698 | Sealing Strip SET SEALASTRIP SM9020 16MMX3.81M | 4.72 | each | =GetRate("DRA",$A4,2) | 0.26247 | =PRODUCT(C4*E4,F4) | =G4
B | 75353 | Safety Steps MHAS MANHOLE SAFETY STEP GALV | 12 | each | =GetRate("DRA",$A5,2) | 1 | =PRODUCT(C5*E5,F5) | =G5
B | 75001 | Humesbond Epoxies EPHB1 1 LITRE HUMEBOND | 1 | each | =GetRate("DRA",$A6,2) | 0.2 | =PRODUCT(C6*E6,F6) | =G6
B | 75354 | Clamps MHAT 200 MANHOLE CLAMPS | 3 | each | =GetRate("DRA",$A7,2) | 1 | =PRODUCT(C7*E7,F7) | =G7
B | 75388 | Lifting Equipment LC LIFTING CHAINS 5 TONNE | 1 | each | =GetRate("DRA",$A8,2) | 0.001 | =PRODUCT(C8*E8,F8) | =G8
B | 75512 | Cement Products CX DRICON MORTAR PLASTER 25 KG BAG | 1 | each | =GetRate("DRA",$A9,2) | 0.25 | =PRODUCT(C9*E9,F9) | =G9
B |  | Discount | =GetValue("Discount 20%",3) | % | =SubTotal(G1:G9) | 1 | =PRODUCT(C10*E10,F10) | =G10
B |  | Waste and Fixings | =GetValue("Waste 2.5%",3) | % | =SubTotal(G1:G10) | 1 | =PRODUCT(C11*E11,F11) | =G11
B |  | freight | 0.02 | % | =SubTotal(G1:G11) | 1 | =PRODUCT(C12*E12,F12) | =G12
B | GAP20 | General All Passing 20 | 1.15 | m3 | =GetRate("GEN1",$A13,2) | 1 | =PRODUCT(C13*E13,F13) | =G13
B |  | Discount | =GetValue("Discount 10%",3) | % | =SubTotal(G13:G13) | 1 | =PRODUCT(C14*E14,F14) | =G14
B |  | Waste and Fixings | =GetValue("Waste 12.5%",3) | % | =SubTotal(G13:G14) | 1 | =PRODUCT(C15*E15,F15) | =G15
B | Drainer | Drainlayer | 10.5 | hour | =GetRate("LAB1",$A16,2) | 1 | =PRODUCT(C16*E16,F16) | =G16
B | DrainLab | Drainlayers Labourer | 3.5 | hour | =GetRate("LAB1",$A17,2) | 1 | =PRODUCT(C17*E17,F17) | =G17
B | DrainEquip | Drainage Excavation and Compacting Equip | 10.5 | hour | =GetRate("RES1",$A18,2) | 1 | =PRODUCT(C18*E18,F18) | =G18
B |  | Margin | =GetValue("Builders margin",3) | % | =SubTotal(G1:G18) | 1 | =PRODUCT(C19*E19,F19) | =G19
B |  | Excavation volume | 37.52
I | T29.13.058 | 1800mm diameter | T29.13_DRA_Manholes
I | T29.13.061 | 1500mm deep, 11m3 | T29.13_DRA_Manholes | No
B | 2674 | 1800 Manhole Riser on Base - Standard MHB1800.1500 150FL RISER & BASE | 1 | each | =GetRate("DRA",$A1,2) | 1 | =PRODUCT(C1*E1,F1) | =G1
B | 4101 | Manhole Lids - Standard MHL1800.150 MANHOLE LID | 1 | each | =GetRate("DRA",$A2,2) | 1 | =PRODUCT(C2*E2,F2) | =G2
B | 80698 | Sealing Strip SET SEALASTRIP SM9020 16MMX3.81M | 5.66 | each | =GetRate("DRA",$A3,2) | 0.26247 | =PRODUCT(C3*E3,F3) | =G3
B | 75353 | Safety Steps MHAS MANHOLE SAFETY STEP GALV | 4 | each | =GetRate("DRA",$A4,2) | 1 | =PRODUCT(C4*E4,F4) | =G4
B | 75001 | Humesbond Epoxies EPHB1 1 LITRE HUMEBOND | 0 | each | =GetRate("DRA",$A5,2) | 0.2 | =PRODUCT(C5*E5,F5) | =G5
B | 75354 | Clamps MHAT 200 MANHOLE CLAMPS | 0 | each | =GetRate("DRA",$A6,2) | 1 | =PRODUCT(C6*E6,F6) | =G6
B | 75388 | Lifting Equipment LC LIFTING CHAINS 5 TONNE | 1 | each | =GetRate("DRA",$A7,2) | 0.001 | =PRODUCT(C7*E7,F7) | =G7
B | 75512 | Cement Products CX DRICON MORTAR PLASTER 25 KG BAG | 1 | each | =GetRate("DRA",$A8,2) | 0.25 | =PRODUCT(C8*E8,F8) | =G8
B |  | Discount | =GetValue("Discount 20%",3) | % | =SubTotal(G1:G8) | 1 | =PRODUCT(C9*E9,F9) | =G9
B |  | Waste and Fixings | =GetValue("Waste 2.5%",3) | % | =SubTotal(G1:G9) | 1 | =PRODUCT(C10*E10,F10) | =G10
B |  | freight | 0.02 | % | =SubTotal(G1:G10) | 1 | =PRODUCT(C11*E11,F11) | =G11
B | GAP20 | General All Passing 20 | 1.42 | m3 | =GetRate("GEN1",$A12,2) | 1 | =PRODUCT(C12*E12,F12) | =G12
B |  | Discount | =GetValue("Discount 10%",3) | % | =SubTotal(G12:G12) | 1 | =PRODUCT(C13*E13,F13) | =G13
B |  | Waste and Fixings | =GetValue("Waste 12.5%",3) | % | =SubTotal(G12:G13) | 1 | =PRODUCT(C14*E14,F14) | =G14
B | Drainer | Drainlayer | 4.31 | hour | =GetRate("LAB1",$A15,2) | 1 | =PRODUCT(C15*E15,F15) | =G15
B | DrainLab | Drainlayers Labourer | 1.4367 | hour | =GetRate("LAB1",$A16,2) | 1 | =PRODUCT(C16*E16,F16) | =G16
B | DrainEquip | Drainage Excavation and Compacting Equip | 4.31 | hour | =GetRate("RES1",$A17,2) | 1 | =PRODUCT(C17*E17,F17) | =G17
B |  | Margin | =GetValue("Builders margin",3) | % | =SubTotal(G1:G17) | 1 | =PRODUCT(C18*E18,F18) | =G18
B |  | Excavation volume | 10.61
I | T29.13.064 | 2100mm deep, 24m3 | T29.13_DRA_Manholes | No
B | 2676 | 1800 Manhole Riser on Base - Standard MHB1800.2100 150FL RISER & BASE | 1 | each | =GetRate("DRA",$A1,2) | 1 | =PRODUCT(C1*E1,F1) | =G1
B | 4101 | Manhole Lids - Standard MHL1800.150 MANHOLE LID | 1 | each | =GetRate("DRA",$A2,2) | 1 | =PRODUCT(C2*E2,F2) | =G2
B | 80698 | Sealing Strip SET SEALASTRIP SM9020 16MMX3.81M | 5.66 | each | =GetRate("DRA",$A3,2) | 0.26247 | =PRODUCT(C3*E3,F3) | =G3
B | 75353 | Safety Steps MHAS MANHOLE SAFETY STEP GALV | 6 | each | =GetRate("DRA",$A4,2) | 1 | =PRODUCT(C4*E4,F4) | =G4
B | 75001 | Humesbond Epoxies EPHB1 1 LITRE HUMEBOND | 0 | each | =GetRate("DRA",$A5,2) | 0.2 | =PRODUCT(C5*E5,F5) | =G5
B | 75354 | Clamps MHAT 200 MANHOLE CLAMPS | 0 | each | =GetRate("DRA",$A6,2) | 1 | =PRODUCT(C6*E6,F6) | =G6
B | 75388 | Lifting Equipment LC LIFTING CHAINS 5 TONNE | 1 | each | =GetRate("DRA",$A7,2) | 0.001 | =PRODUCT(C7*E7,F7) | =G7
B | 75512 | Cement Products CX DRICON MORTAR PLASTER 25 KG BAG | 1 | each | =GetRate("DRA",$A8,2) | 0.25 | =PRODUCT(C8*E8,F8) | =G8
B |  | Discount | =GetValue("Discount 20%",3) | % | =SubTotal(G1:G8) | 1 | =PRODUCT(C9*E9,F9) | =G9
B |  | Waste and Fixings | =GetValue("Waste 2.5%",3) | % | =SubTotal(G1:G9) | 1 | =PRODUCT(C10*E10,F10) | =G10
B |  | freight | 0.02 | % | =SubTotal(G1:G10) | 1 | =PRODUCT(C11*E11,F11) | =G11
B | GAP20 | General All Passing 20 | 1.42 | m3 | =GetRate("GEN1",$A12,2) | 1 | =PRODUCT(C12*E12,F12) | =G12
B |  | Discount | =GetValue("Discount 10%",3) | % | =SubTotal(G12:G12) | 1 | =PRODUCT(C13*E13,F13) | =G13
B |  | Waste and Fixings | =GetValue("Waste 12.5%",3) | % | =SubTotal(G12:G13) | 1 | =PRODUCT(C14*E14,F14) | =G14
B | Drainer | Drainlayer | 6.75 | hour | =GetRate("LAB1",$A15,2) | 1 | =PRODUCT(C15*E15,F15) | =G15
B | DrainLab | Drainlayers Labourer | 2.25 | hour | =GetRate("LAB1",$A16,2) | 1 | =PRODUCT(C16*E16,F16) | =G16
B | DrainEquip | Drainage Excavation and Compacting Equip | 6.75 | hour | =GetRate("RES1",$A17,2) | 1 | =PRODUCT(C17*E17,F17) | =G17
B |  | Margin | =GetValue("Builders margin",3) | % | =SubTotal(G1:G17) | 1 | =PRODUCT(C18*E18,F18) | =G18
B |  | Excavation volume | 23.82
I | T29.13.067 | 3000mm deep, 34m3 | T29.13_DRA_Manholes | No
B | 2676 | 1800 Manhole Riser on Base - Standard MHB1800.2100 150FL RISER & BASE | 1 | each | =GetRate("DRA",$A1,2) | 1 | =PRODUCT(C1*E1,F1) | =G1
B | 2552 | 1800 Manhole Riser MHR1800.900 MANHOLE RISER | 1 | each | =GetRate("DRA",$A2,2) | 1 | =PRODUCT(C2*E2,F2) | =G2
B | 4101 | Manhole Lids - Standard MHL1800.150 MANHOLE LID | 1 | each | =GetRate("DRA",$A3,2) | 1 | =PRODUCT(C3*E3,F3) | =G3
B | 80698 | Sealing Strip SET SEALASTRIP SM9020 16MMX3.81M | 5.66 | each | =GetRate("DRA",$A4,2) | 0.26247 | =PRODUCT(C4*E4,F4) | =G4
B | 75353 | Safety Steps MHAS MANHOLE SAFETY STEP GALV | 9 | each | =GetRate("DRA",$A5,2) | 1 | =PRODUCT(C5*E5,F5) | =G5
B | 75001 | Humesbond Epoxies EPHB1 1 LITRE HUMEBOND | 1 | each | =GetRate("DRA",$A6,2) | 0.2 | =PRODUCT(C6*E6,F6) | =G6
B | 75354 | Clamps MHAT 200 MANHOLE CLAMPS | 3 | each | =GetRate("DRA",$A7,2) | 1 | =PRODUCT(C7*E7,F7) | =G7
B | 75388 | Lifting Equipment LC LIFTING CHAINS 5 TONNE | 1 | each | =GetRate("DRA",$A8,2) | 0.001 | =PRODUCT(C8*E8,F8) | =G8
B | 75512 | Cement Products CX DRICON MORTAR PLASTER 25 KG BAG | 1 | each | =GetRate("DRA",$A9,2) | 0.25 | =PRODUCT(C9*E9,F9) | =G9
B |  | Discount | =GetValue("Discount 20%",3) | % | =SubTotal(G1:G9) | 1 | =PRODUCT(C10*E10,F10) | =G10
B |  | Waste and Fixings | =GetValue("Waste 2.5%",3) | % | =SubTotal(G1:G10) | 1 | =PRODUCT(C11*E11,F11) | =G11
B |  | freight | 0.02 | % | =SubTotal(G1:G11) | 1 | =PRODUCT(C12*E12,F12) | =G12
B | GAP20 | General All Passing 20 | 1.42 | m3 | =GetRate("GEN1",$A13,2) | 1 | =PRODUCT(C13*E13,F13) | =G13
B |  | Discount | =GetValue("Discount 10%",3) | % | =SubTotal(G13:G13) | 1 | =PRODUCT(C14*E14,F14) | =G14
B |  | Waste and Fixings | =GetValue("Waste 12.5%",3) | % | =SubTotal(G13:G14) | 1 | =PRODUCT(C15*E15,F15) | =G15
B | Drainer | Drainlayer | 9.75 | hour | =GetRate("LAB1",$A16,2) | 1 | =PRODUCT(C16*E16,F16) | =G16
B | DrainLab | Drainlayers Labourer | 3.25 | hour | =GetRate("LAB1",$A17,2) | 1 | =PRODUCT(C17*E17,F17) | =G17
B | DrainEquip | Drainage Excavation and Compacting Equip | 9.75 | hour | =GetRate("RES1",$A18,2) | 1 | =PRODUCT(C18*E18,F18) | =G18
B |  | Margin | =GetValue("Builders margin",3) | % | =SubTotal(G1:G18) | 1 | =PRODUCT(C19*E19,F19) | =G19
B |  | Excavation volume | 34.02
I | T29.13.070 | 3900mm deep, 44m3 | T29.13_DRA_Manholes | No
B | 2676 | 1800 Manhole Riser on Base - Standard MHB1800.2100 150FL RISER & BASE | 1 | each | =GetRate("DRA",$A1,2) | 1 | =PRODUCT(C1*E1,F1) | =G1
B | 2555 | 1800 Manhole Riser MHR1800.1800 MANHOLE RISER | 1 | each | =GetRate("DRA",$A2,2) | 1 | =PRODUCT(C2*E2,F2) | =G2
B | 4101 | Manhole Lids - Standard MHL1800.150 MANHOLE LID | 1 | each | =GetRate("DRA",$A3,2) | 1 | =PRODUCT(C3*E3,F3) | =G3
B | 80698 | Sealing Strip SET SEALASTRIP SM9020 16MMX3.81M | 5.66 | each | =GetRate("DRA",$A4,2) | 0.26247 | =PRODUCT(C4*E4,F4) | =G4
B | 75353 | Safety Steps MHAS MANHOLE SAFETY STEP GALV | 12 | each | =GetRate("DRA",$A5,2) | 1 | =PRODUCT(C5*E5,F5) | =G5
B | 75001 | Humesbond Epoxies EPHB1 1 LITRE HUMEBOND | 1 | each | =GetRate("DRA",$A6,2) | 0.2 | =PRODUCT(C6*E6,F6) | =G6
B | 75354 | Clamps MHAT 200 MANHOLE CLAMPS | 3 | each | =GetRate("DRA",$A7,2) | 1 | =PRODUCT(C7*E7,F7) | =G7
B | 75388 | Lifting Equipment LC LIFTING CHAINS 5 TONNE | 1 | each | =GetRate("DRA",$A8,2) | 0.001 | =PRODUCT(C8*E8,F8) | =G8
B | 75512 | Cement Products CX DRICON MORTAR PLASTER 25 KG BAG | 1 | each | =GetRate("DRA",$A9,2) | 0.25 | =PRODUCT(C9*E9,F9) | =G9
B |  | Discount | =GetValue("Discount 20%",3) | % | =SubTotal(G1:G9) | 1 | =PRODUCT(C10*E10,F10) | =G10
B |  | Waste and Fixings | =GetValue("Waste 2.5%",3) | % | =SubTotal(G1:G10) | 1 | =PRODUCT(C11*E11,F11) | =G11
B |  | freight | 0.02 | % | =SubTotal(G1:G11) | 1 | =PRODUCT(C12*E12,F12) | =G12
B | GAP20 | General All Passing 20 | 1.42 | m3 | =GetRate("GEN1",$A13,2) | 1 | =PRODUCT(C13*E13,F13) | =G13
B |  | Discount | =GetValue("Discount 10%",3) | % | =SubTotal(G13:G13) | 1 | =PRODUCT(C14*E14,F14) | =G14
B |  | Waste and Fixings | =GetValue("Waste 12.5%",3) | % | =SubTotal(G13:G14) | 1 | =PRODUCT(C15*E15,F15) | =G15
B | Drainer | Drainlayer | 11.63 | hour | =GetRate("LAB1",$A16,2) | 1 | =PRODUCT(C16*E16,F16) | =G16
B | DrainLab | Drainlayers Labourer | 3.8767 | hour | =GetRate("LAB1",$A17,2) | 1 | =PRODUCT(C17*E17,F17) | =G17
B | DrainEquip | Drainage Excavation and Compacting Equip | 11.63 | hour | =GetRate("RES1",$A18,2) | 1 | =PRODUCT(C18*E18,F18) | =G18
B |  | Margin | =GetValue("Builders margin",3) | % | =SubTotal(G1:G18) | 1 | =PRODUCT(C19*E19,F19) | =G19
B |  | Excavation volume | 44.23
I | T29.14.001 | Manhole Covers | T29.14_DRA_ManholeCovers
I | T29.14.004 | Rates include bedding and fixing | T29.14_DRA_ManholeCovers
I | T29.14.007 | <b>Concrete Adjustment Ring</b> | T29.14_DRA_ManholeCovers
I | T29.14.010 | 30mm high | T29.14_DRA_ManholeCovers | No
B | 78156 | Adjustment Rings MHAA30 ADJUSTMENT RING | 1 | each | =GetRate("DRA",$A1,2) | 1 | =PRODUCT(C1*E1,F1) | =G1
B |  | Discount | =GetValue("Discount 20%",3) | % | =SubTotal(G1:G1) | 1 | =PRODUCT(C2*E2,F2) | =G2
B |  | Waste and Fixings | =GetValue("Waste 2.5%",3) | % | =SubTotal(G1:G2) | 1 | =PRODUCT(C3*E3,F3) | =G3
B |  | freight | 0.02 | % | =SubTotal(G1:G3) | 1 | =PRODUCT(C4*E4,F4) | =G4
B | Drainer | Drainlayer | 0.11 | hour | =GetRate("LAB1",$A5,2) | 1 | =PRODUCT(C5*E5,F5) | =G5
B | DrainLab | Drainlayers Labourer | 0.036667 | hour | =GetRate("LAB1",$A6,2) | 1 | =PRODUCT(C6*E6,F6) | =G6
B | DrainEquip | Drainage Excavation and Compacting Equip | 0 | hour | =GetRate("RES1",$A7,2) | 1 | =PRODUCT(C7*E7,F7) | =G7
B |  | Margin | =GetValue("Builders margin",3) | % | =SubTotal(G1:G7) | 1 | =PRODUCT(C8*E8,F8) | =G8
I | T29.14.013 | 75mm | T29.14_DRA_ManholeCovers | No
B | 4061 | Adjustment Rings MHAA75 ADJUSTMENT RING | 1 | each | =GetRate("DRA",$A1,2) | 1 | =PRODUCT(C1*E1,F1) | =G1
B |  | Discount | =GetValue("Discount 20%",3) | % | =SubTotal(G1:G1) | 1 | =PRODUCT(C2*E2,F2) | =G2
B |  | Waste and Fixings | =GetValue("Waste 2.5%",3) | % | =SubTotal(G1:G2) | 1 | =PRODUCT(C3*E3,F3) | =G3
B |  | freight | 0.02 | % | =SubTotal(G1:G3) | 1 | =PRODUCT(C4*E4,F4) | =G4
B | Drainer | Drainlayer | 0.11 | hour | =GetRate("LAB1",$A5,2) | 1 | =PRODUCT(C5*E5,F5) | =G5
B | DrainLab | Drainlayers Labourer | 0.036667 | hour | =GetRate("LAB1",$A6,2) | 1 | =PRODUCT(C6*E6,F6) | =G6
B | DrainEquip | Drainage Excavation and Compacting Equip | 0 | hour | =GetRate("RES1",$A7,2) | 1 | =PRODUCT(C7*E7,F7) | =G7
B |  | Margin | =GetValue("Builders margin",3) | % | =SubTotal(G1:G7) | 1 | =PRODUCT(C8*E8,F8) | =G8
I | T29.14.016 | 150mm | T29.14_DRA_ManholeCovers | No
B | 76874 | Adjustment Rings MHAA150 ADJUSTMENT RING | 1 | each | =GetRate("DRA",$A1,2) | 1 | =PRODUCT(C1*E1,F1) | =G1
B |  | Discount | =GetValue("Discount 20%",3) | % | =SubTotal(G1:G1) | 1 | =PRODUCT(C2*E2,F2) | =G2
B |  | Waste and Fixings | =GetValue("Waste 2.5%",3) | % | =SubTotal(G1:G2) | 1 | =PRODUCT(C3*E3,F3) | =G3
B |  | freight | 0.02 | % | =SubTotal(G1:G3) | 1 | =PRODUCT(C4*E4,F4) | =G4
B | Drainer | Drainlayer | 0.11 | hour | =GetRate("LAB1",$A5,2) | 1 | =PRODUCT(C5*E5,F5) | =G5
B | DrainLab | Drainlayers Labourer | 0.036667 | hour | =GetRate("LAB1",$A6,2) | 1 | =PRODUCT(C6*E6,F6) | =G6
B | DrainEquip | Drainage Excavation and Compacting Equip | 0 | hour | =GetRate("RES1",$A7,2) | 1 | =PRODUCT(C7*E7,F7) | =G7
B |  | Margin | =GetValue("Builders margin",3) | % | =SubTotal(G1:G7) | 1 | =PRODUCT(C8*E8,F8) | =G8
I | T29.14.019 | 250mm | T29.14_DRA_ManholeCovers | No
B | 76876 | Adjustment Rings MHAA250 ADJUSTMENT RING | 1 | each | =GetRate("DRA",$A1,2) | 1 | =PRODUCT(C1*E1,F1) | =G1
B |  | Discount | =GetValue("Discount 20%",3) | % | =SubTotal(G1:G1) | 1 | =PRODUCT(C2*E2,F2) | =G2
B |  | Waste and Fixings | =GetValue("Waste 2.5%",3) | % | =SubTotal(G1:G2) | 1 | =PRODUCT(C3*E3,F3) | =G3
B |  | freight | 0.02 | % | =SubTotal(G1:G3) | 1 | =PRODUCT(C4*E4,F4) | =G4
B | Drainer | Drainlayer | 0.13 | hour | =GetRate("LAB1",$A5,2) | 1 | =PRODUCT(C5*E5,F5) | =G5
B | DrainLab | Drainlayers Labourer | 0.043333 | hour | =GetRate("LAB1",$A6,2) | 1 | =PRODUCT(C6*E6,F6) | =G6
B | DrainEquip | Drainage Excavation and Compacting Equip | 0 | hour | =GetRate("RES1",$A7,2) | 1 | =PRODUCT(C7*E7,F7) | =G7
B |  | Margin | =GetValue("Builders margin",3) | % | =SubTotal(G1:G7) | 1 | =PRODUCT(C8*E8,F8) | =G8
I | T29.14.022 | <b>Cover and Frame,</b> cast iron, 450mm diameter | T29.14_DRA_ManholeCovers
I | T29.14.025 | Flat style flange, light duty | T29.14_DRA_ManholeCovers | No
B | 74862 | Manhole Cover & Frame - Light Duty SW1108 ROUND L/D FLAT COVER & FRAME SET | 1 | each | =GetRate("DRA",$A1,2) | 1 | =PRODUCT(C1*E1,F1) | =G1
B |  | Discount | =GetValue("Discount 20%",3) | % | =SubTotal(G1:G1) | 1 | =PRODUCT(C2*E2,F2) | =G2
B |  | Waste and Fixings | =GetValue("Waste 2.5%",3) | % | =SubTotal(G1:G2) | 1 | =PRODUCT(C3*E3,F3) | =G3
B |  | freight | 0.02 | % | =SubTotal(G1:G3) | 1 | =PRODUCT(C4*E4,F4) | =G4
B | Drainer | Drainlayer | 0.56 | hour | =GetRate("LAB1",$A5,2) | 1 | =PRODUCT(C5*E5,F5) | =G5
B | DrainLab | Drainlayers Labourer | 0.18667 | hour | =GetRate("LAB1",$A6,2) | 1 | =PRODUCT(C6*E6,F6) | =G6
B | DrainEquip | Drainage Excavation and Compacting Equip | 0 | hour | =GetRate("RES1",$A7,2) | 1 | =PRODUCT(C7*E7,F7) | =G7
B |  | Margin | =GetValue("Builders margin",3) | % | =SubTotal(G1:G7) | 1 | =PRODUCT(C8*E8,F8) | =G8
I | T29.14.028 | Flat style flange, heavy duty | T29.14_DRA_ManholeCovers | No
B | 40010 | Manhole Cover & Frame - Heavy Duty SW1105 H/D FLAT COVER & FRAME SET | 1 | each | =GetRate("DRA",$A1,2) | 1 | =PRODUCT(C1*E1,F1) | =G1
B |  | Discount | =GetValue("Discount 20%",3) | % | =SubTotal(G1:G1) | 1 | =PRODUCT(C2*E2,F2) | =G2
B |  | Waste and Fixings | =GetValue("Waste 2.5%",3) | % | =SubTotal(G1:G2) | 1 | =PRODUCT(C3*E3,F3) | =G3
B |  | freight | 0.02 | % | =SubTotal(G1:G3) | 1 | =PRODUCT(C4*E4,F4) | =G4
B | Drainer | Drainlayer | 0.75 | hour | =GetRate("LAB1",$A5,2) | 1 | =PRODUCT(C5*E5,F5) | =G5
B | DrainLab | Drainlayers Labourer | 0.25 | hour | =GetRate("LAB1",$A6,2) | 1 | =PRODUCT(C6*E6,F6) | =G6
B | DrainEquip | Drainage Excavation and Compacting Equip | 0 | hour | =GetRate("RES1",$A7,2) | 1 | =PRODUCT(C7*E7,F7) | =G7
B |  | Margin | =GetValue("Builders margin",3) | % | =SubTotal(G1:G7) | 1 | =PRODUCT(C8*E8,F8) | =G8
I | T29.14.031 | Heavy duty, for foul sewer | T29.14_DRA_ManholeCovers | No
B | 40020 | Manhole Cover & Frame - Heavy Duty SW1105 H/D FOUL SEWER COVER & FRAME SET | 1 | each | =GetRate("DRA",$A1,2) | 1 | =PRODUCT(C1*E1,F1) | =G1
B |  | Discount | =GetValue("Discount 20%",3) | % | =SubTotal(G1:G1) | 1 | =PRODUCT(C2*E2,F2) | =G2
B |  | Waste and Fixings | =GetValue("Waste 2.5%",3) | % | =SubTotal(G1:G2) | 1 | =PRODUCT(C3*E3,F3) | =G3
B |  | freight | 0.02 | % | =SubTotal(G1:G3) | 1 | =PRODUCT(C4*E4,F4) | =G4
B | Drainer | Drainlayer | 1.125 | hour | =GetRate("LAB1",$A5,2) | 1 | =PRODUCT(C5*E5,F5) | =G5
B | DrainLab | Drainlayers Labourer | 0.375 | hour | =GetRate("LAB1",$A6,2) | 1 | =PRODUCT(C6*E6,F6) | =G6
B | DrainEquip | Drainage Excavation and Compacting Equip | 0 | hour | =GetRate("RES1",$A7,2) | 1 | =PRODUCT(C7*E7,F7) | =G7
B |  | Margin | =GetValue("Builders margin",3) | % | =SubTotal(G1:G7) | 1 | =PRODUCT(C8*E8,F8) | =G8
I | T29.14.034 | Heavy duty, for stormwater | T29.14_DRA_ManholeCovers | No
B | 40021 | Manhole Cover & Frame - Heavy Duty SW1105 H/D STORMWATER COVER & FRAME SET | 1 | each | =GetRate("DRA",$A1,2) | 1 | =PRODUCT(C1*E1,F1) | =G1
B |  | Discount | =GetValue("Discount 20%",3) | % | =SubTotal(G1:G1) | 1 | =PRODUCT(C2*E2,F2) | =G2
B |  | Waste and Fixings | =GetValue("Waste 2.5%",3) | % | =SubTotal(G1:G2) | 1 | =PRODUCT(C3*E3,F3) | =G3
B |  | freight | 0.02 | % | =SubTotal(G1:G3) | 1 | =PRODUCT(C4*E4,F4) | =G4
B | Drainer | Drainlayer | 1.125 | hour | =GetRate("LAB1",$A5,2) | 1 | =PRODUCT(C5*E5,F5) | =G5
B | DrainLab | Drainlayers Labourer | 0.375 | hour | =GetRate("LAB1",$A6,2) | 1 | =PRODUCT(C6*E6,F6) | =G6
B | DrainEquip | Drainage Excavation and Compacting Equip | 0 | hour | =GetRate("RES1",$A7,2) | 1 | =PRODUCT(C7*E7,F7) | =G7
B |  | Margin | =GetValue("Builders margin",3) | % | =SubTotal(G1:G7) | 1 | =PRODUCT(C8*E8,F8) | =G8
I | T29.14.037 | Lockable, heavy duty | T29.14_DRA_ManholeCovers | No
B | 40155 | Manhole Cover & Frame - Lockable SW1106 LOCKING COVER & FRAME SET | 1 | each | =GetRate("DRA",$A1,2) | 1 | =PRODUCT(C1*E1,F1) | =G1
B |  | Discount | =GetValue("Discount 20%",3) | % | =SubTotal(G1:G1) | 1 | =PRODUCT(C2*E2,F2) | =G2
B |  | Waste and Fixings | =GetValue("Waste 2.5%",3) | % | =SubTotal(G1:G2) | 1 | =PRODUCT(C3*E3,F3) | =G3
B |  | freight | 0.02 | % | =SubTotal(G1:G3) | 1 | =PRODUCT(C4*E4,F4) | =G4
B | Drainer | Drainlayer | 1.5 | hour | =GetRate("LAB1",$A5,2) | 1 | =PRODUCT(C5*E5,F5) | =G5
B | DrainLab | Drainlayers Labourer | 0.5 | hour | =GetRate("LAB1",$A6,2) | 1 | =PRODUCT(C6*E6,F6) | =G6
B | DrainEquip | Drainage Excavation and Compacting Equip | 0 | hour | =GetRate("RES1",$A7,2) | 1 | =PRODUCT(C7*E7,F7) | =G7
B |  | Margin | =GetValue("Builders margin",3) | % | =SubTotal(G1:G7) | 1 | =PRODUCT(C8*E8,F8) | =G8
I | T29.14.040 | Gastight, medium duty | T29.14_DRA_ManholeCovers | No
B | 78453 | Manhole Cover & Frame - Gastight SWGASTIGHT M/D 600 X 600 FRAME & COVER | 1 | each | =GetRate("DRA",$A1,2) | 1 | =PRODUCT(C1*E1,F1) | =G1
B |  | Discount | =GetValue("Discount 20%",3) | % | =SubTotal(G1:G1) | 1 | =PRODUCT(C2*E2,F2) | =G2
B |  | Waste and Fixings | =GetValue("Waste 2.5%",3) | % | =SubTotal(G1:G2) | 1 | =PRODUCT(C3*E3,F3) | =G3
B |  | freight | 0.02 | % | =SubTotal(G1:G3) | 1 | =PRODUCT(C4*E4,F4) | =G4
B | Drainer | Drainlayer | 2.25 | hour | =GetRate("LAB1",$A5,2) | 1 | =PRODUCT(C5*E5,F5) | =G5
B | DrainLab | Drainlayers Labourer | 0.75 | hour | =GetRate("LAB1",$A6,2) | 1 | =PRODUCT(C6*E6,F6) | =G6
B | DrainEquip | Drainage Excavation and Compacting Equip | 0 | hour | =GetRate("RES1",$A7,2) | 1 | =PRODUCT(C7*E7,F7) | =G7
B |  | Margin | =GetValue("Builders margin",3) | % | =SubTotal(G1:G7) | 1 | =PRODUCT(C8*E8,F8) | =G8
I | T29.14.043 | <b>Inspection Cover and Frame,</b> cast iron heavy duty | T29.14_DRA_ManholeCovers
I | T29.14.046 | 300mm x 300mm | T29.14_DRA_ManholeCovers | No
B | 74827 | Inspection Frame & Grates SW1112 300 X 300 SEALED COVER&FRAME SET | 1 | each | =GetRate("DRA",$A1,2) | 1 | =PRODUCT(C1*E1,F1) | =G1
B |  | Discount | =GetValue("Discount 20%",3) | % | =SubTotal(G1:G1) | 1 | =PRODUCT(C2*E2,F2) | =G2
B |  | Waste and Fixings | =GetValue("Waste 2.5%",3) | % | =SubTotal(G1:G2) | 1 | =PRODUCT(C3*E3,F3) | =G3
B |  | freight | 0.02 | % | =SubTotal(G1:G3) | 1 | =PRODUCT(C4*E4,F4) | =G4
B | Drainer | Drainlayer | 1.5 | hour | =GetRate("LAB1",$A5,2) | 1 | =PRODUCT(C5*E5,F5) | =G5
B | DrainLab | Drainlayers Labourer | 0.5 | hour | =GetRate("LAB1",$A6,2) | 1 | =PRODUCT(C6*E6,F6) | =G6
B | DrainEquip | Drainage Excavation and Compacting Equip | 0 | hour | =GetRate("RES1",$A7,2) | 1 | =PRODUCT(C7*E7,F7) | =G7
B |  | Margin | =GetValue("Builders margin",3) | % | =SubTotal(G1:G7) | 1 | =PRODUCT(C8*E8,F8) | =G8
I | T29.14.049 | 450mm x 450mm | T29.14_DRA_ManholeCovers | No
B | 74830 | Inspection Frame & Grates SW1113 450X450 SEALED COVER & FRAME SET | 1 | each | =GetRate("DRA",$A1,2) | 1 | =PRODUCT(C1*E1,F1) | =G1
B |  | Discount | =GetValue("Discount 20%",3) | % | =SubTotal(G1:G1) | 1 | =PRODUCT(C2*E2,F2) | =G2
B |  | Waste and Fixings | =GetValue("Waste 2.5%",3) | % | =SubTotal(G1:G2) | 1 | =PRODUCT(C3*E3,F3) | =G3
B |  | freight | 0.02 | % | =SubTotal(G1:G3) | 1 | =PRODUCT(C4*E4,F4) | =G4
B | Drainer | Drainlayer | 1.875 | hour | =GetRate("LAB1",$A5,2) | 1 | =PRODUCT(C5*E5,F5) | =G5
B | DrainLab | Drainlayers Labourer | 0.625 | hour | =GetRate("LAB1",$A6,2) | 1 | =PRODUCT(C6*E6,F6) | =G6
B | DrainEquip | Drainage Excavation and Compacting Equip | 0 | hour | =GetRate("RES1",$A7,2) | 1 | =PRODUCT(C7*E7,F7) | =G7
B |  | Margin | =GetValue("Builders margin",3) | % | =SubTotal(G1:G7) | 1 | =PRODUCT(C8*E8,F8) | =G8
I | T29.14.052 | 600mm x 450mm | T29.14_DRA_ManholeCovers | No
B | 74833 | Inspection Frame & Grates SW1114 600X450 SEALED COVER & FRAME SET | 1 | each | =GetRate("DRA",$A1,2) | 1 | =PRODUCT(C1*E1,F1) | =G1
B |  | Discount | =GetValue("Discount 20%",3) | % | =SubTotal(G1:G1) | 1 | =PRODUCT(C2*E2,F2) | =G2
B |  | Waste and Fixings | =GetValue("Waste 2.5%",3) | % | =SubTotal(G1:G2) | 1 | =PRODUCT(C3*E3,F3) | =G3
B |  | freight | 0.02 | % | =SubTotal(G1:G3) | 1 | =PRODUCT(C4*E4,F4) | =G4
B | Drainer | Drainlayer | 2.05 | hour | =GetRate("LAB1",$A5,2) | 1 | =PRODUCT(C5*E5,F5) | =G5
B | DrainLab | Drainlayers Labourer | 0.68333 | hour | =GetRate("LAB1",$A6,2) | 1 | =PRODUCT(C6*E6,F6) | =G6
B | DrainEquip | Drainage Excavation and Compacting Equip | 0 | hour | =GetRate("RES1",$A7,2) | 1 | =PRODUCT(C7*E7,F7) | =G7
B |  | Margin | =GetValue("Builders margin",3) | % | =SubTotal(G1:G7) | 1 | =PRODUCT(C8*E8,F8) | =G8
I | T29.14.055 | 600mm x 600mm | T29.14_DRA_ManholeCovers | No
B | 74837 | CI1115 600 X 600 SEALED COVER ONLY | 1 | each | =GetRate("DRA",$A1,2) | 1 | =PRODUCT(C1*E1,F1) | =G1
B | 74838 | CI1115 600 X 600 SEALED FRAME ONLY | 1 | each | =GetRate("DRA",$A2,2) | 1 | =PRODUCT(C2*E2,F2) | =G2
B |  | Discount | =GetValue("Discount 20%",3) | % | =SubTotal(G1:G2) | 1 | =PRODUCT(C3*E3,F3) | =G3
B |  | Waste and Fixings | =GetValue("Waste 2.5%",3) | % | =SubTotal(G1:G3) | 1 | =PRODUCT(C4*E4,F4) | =G4
B |  | freight | 0.02 | % | =SubTotal(G1:G4) | 1 | =PRODUCT(C5*E5,F5) | =G5
B | Drainer | Drainlayer | 2.25 | hour | =GetRate("LAB1",$A6,2) | 1 | =PRODUCT(C6*E6,F6) | =G6
B | DrainLab | Drainlayers Labourer | 0.75 | hour | =GetRate("LAB1",$A7,2) | 1 | =PRODUCT(C7*E7,F7) | =G7
B | DrainEquip | Drainage Excavation and Compacting Equip | 0 | hour | =GetRate("RES1",$A8,2) | 1 | =PRODUCT(C8*E8,F8) | =G8
B |  | Margin | =GetValue("Builders margin",3) | % | =SubTotal(G1:G8) | 1 | =PRODUCT(C9*E9,F9) | =G9
I | T29.15.001 | Traps | T29.15_DRA_Traps
I | T29.15.004 | Rates include excavation, backfilling and connection to pipes | T29.15_DRA_Traps
I | T29.15.007 | <b>Gully Trap</b> | T29.15_DRA_Traps
I | T29.15.010 | Gully trap, 100mm, socket one end type | T29.15_DRA_Traps | No
B | 70071 | Gulley Trap DWVZ1559.100A GULLY TRAP | 1 | each | =GetRate("DRA",$A1,2) | 1 | =PRODUCT(C1*E1,F1) | =G1
B |  | Discount | =GetValue("Discount 30%",3) | % | =SubTotal(G1:G1) | 1 | =PRODUCT(C2*E2,F2) | =G2
B |  | Waste and Fixings | =GetValue("Waste 7.5%",3) | % | =SubTotal(G1:G2) | 1 | =PRODUCT(C3*E3,F3) | =G3
B |  | freight | 0.02 | % | =SubTotal(G1:G3) | 1 | =PRODUCT(C4*E4,F4) | =G4
B | Drainer | Drainlayer | 1 | hour | =GetRate("LAB1",$A5,2) | 1 | =PRODUCT(C5*E5,F5) | =G5
B | DrainLab | Drainlayers Labourer | 0.33333 | hour | =GetRate("LAB1",$A6,2) | 1 | =PRODUCT(C6*E6,F6) | =G6
B |  | Margin | =GetValue("Builders margin",3) | % | =SubTotal(G1:G6) | 1 | =PRODUCT(C7*E7,F7) | =G7
I | T29.15.013 | Gully dish and lid, 100mm | T29.15_DRA_Traps | No
B | 70073 | Gulley Dish DWV1575.100 GULLY DISH WITH LID | 1 | each | =GetRate("DRA",$A1,2) | 1 | =PRODUCT(C1*E1,F1) | =G1
B |  | Discount | =GetValue("Discount 30%",3) | % | =SubTotal(G1:G1) | 1 | =PRODUCT(C2*E2,F2) | =G2
B |  | Waste and Fixings | =GetValue("Waste 7.5%",3) | % | =SubTotal(G1:G2) | 1 | =PRODUCT(C3*E3,F3) | =G3
B |  | freight | 0.02 | % | =SubTotal(G1:G3) | 1 | =PRODUCT(C4*E4,F4) | =G4
B | Drainer | Drainlayer | 0.75 | hour | =GetRate("LAB1",$A5,2) | 1 | =PRODUCT(C5*E5,F5) | =G5
B | DrainLab | Drainlayers Labourer | 0.25 | hour | =GetRate("LAB1",$A6,2) | 1 | =PRODUCT(C6*E6,F6) | =G6
B |  | Margin | =GetValue("Builders margin",3) | % | =SubTotal(G1:G6) | 1 | =PRODUCT(C7*E7,F7) | =G7
I | T29.15.016 | Gully dish and lid, 100mm, with 300mm dish riser | T29.15_DRA_Traps | No
B | 70073 | Gulley Dish DWV1575.100 GULLY DISH WITH LID | 1 | each | =GetRate("DRA",$A1,2) | 1 | =PRODUCT(C1*E1,F1) | =G1
B |  | Discount | =GetValue("Discount 30%",3) | % | =SubTotal(G1:G1) | 1 | =PRODUCT(C2*E2,F2) | =G2
B |  | Waste and Fixings | =GetValue("Waste 7.5%",3) | % | =SubTotal(G1:G2) | 1 | =PRODUCT(C3*E3,F3) | =G3
B |  | freight | 0.02 | % | =SubTotal(G1:G3) | 1 | =PRODUCT(C4*E4,F4) | =G4
B | 70077 | Gulley Dish Riser DWV1575R.100.300 GULLY DISH RISER | 1 | each | =GetRate("DRA",$A5,2) | 1 | =PRODUCT(C5*E5,F5) | =G5
B |  | Discount | =GetValue("Discount 30%",3) | % | =SubTotal(G5:G5) | 1 | =PRODUCT(C6*E6,F6) | =G6
B |  | Waste and Fixings | =GetValue("Waste 7.5%",3) | % | =SubTotal(G5:G6) | 1 | =PRODUCT(C7*E7,F7) | =G7
B | Drainer | Drainlayer | 0.75 | hour | =GetRate("LAB1",$A8,2) | 1 | =PRODUCT(C8*E8,F8) | =G8
B | DrainLab | Drainlayers Labourer | 0.25 | hour | =GetRate("LAB1",$A9,2) | 1 | =PRODUCT(C9*E9,F9) | =G9
B |  | Margin | =GetValue("Builders margin",3) | % | =SubTotal(G1:G9) | 1 | =PRODUCT(C10*E10,F10) | =G10
I | T29.15.019 | <b>Grease Trap,</b> precast concrete, with internal baffles, and outlet and inlet connections | T29.15_DRA_Traps
I | T29.15.022 | 117 litre, 2 chambers, 2 chequer plate lids | T29.15_DRA_Traps | No
B | 4600 | GT228GREASETRAP CONCRETE 100-117LT TRAP | 1 | ea | =GetRate("DRA",$A1,2) | 1 | =PRODUCT(C1*E1,F1) | =G1
B |  | Discount | =GetValue("Discount 20%",3) | % | =SubTotal(G1:G1) | 1 | =PRODUCT(C2*E2,F2) | =G2
B |  | Waste and Fixings | =GetValue("Waste 2.5%",3) | % | =SubTotal(G1:G2) | 1 | =PRODUCT(C3*E3,F3) | =G3
B |  | freight | 0.02 | % | =SubTotal(G1:G3) | 1 | =PRODUCT(C4*E4,F4) | =G4
B | 75338 | SWGT228 100 LITRE CHEQUER PLATE LID | 2 | ea | =GetRate("DRA",$A5,2) | 1 | =PRODUCT(C5*E5,F5) | =G5
B |  | Discount | =GetValue("Discount 20%",3) | % | =SubTotal(G5:G5) | 1 | =PRODUCT(C6*E6,F6) | =G6
B |  | Waste and Fixings | =GetValue("Waste 2.5%",3) | % | =SubTotal(G5:G6) | 1 | =PRODUCT(C7*E7,F7) | =G7
B | Drainer | Drainlayer | 4 | hour | =GetRate("LAB1",$A8,2) | 1 | =PRODUCT(C8*E8,F8) | =G8
B | DrainLab | Drainlayers Labourer | 1.3333 | hour | =GetRate("LAB1",$A9,2) | 1 | =PRODUCT(C9*E9,F9) | =G9
B | DrainEquip | Drainage Excavation and Compacting Equip | 4 | hour | =GetRate("RES1",$A10,2) | 1 | =PRODUCT(C10*E10,F10) | =G10
B |  | Margin | =GetValue("Builders margin",3) | % | =SubTotal(G1:G10) | 1 | =PRODUCT(C11*E11,F11) | =G11
I | T29.15.025 | 222 litre, 3 chambers, 2 cast iron lids | T29.15_DRA_Traps | No
B | 4654 | GT445GREASETRAP CONCRETE 222-353LT W/LID | 1 | ea | =GetRate("DRA",$A1,2) | 1 | =PRODUCT(C1*E1,F1) | =G1
B |  | Discount | =GetValue("Discount 20%",3) | % | =SubTotal(G1:G1) | 1 | =PRODUCT(C2*E2,F2) | =G2
B |  | Waste and Fixings | =GetValue("Waste 2.5%",3) | % | =SubTotal(G1:G2) | 1 | =PRODUCT(C3*E3,F3) | =G3
B |  | freight | 0.02 | % | =SubTotal(G1:G3) | 1 | =PRODUCT(C4*E4,F4) | =G4
B |  |  | 1 | ea |  | 0 | 1
B |  | Discount | =GetValue("Discount 20%",3) | % | =SubTotal(G5:G5) | 1 | =PRODUCT(C6*E6,F6) | =G6
B |  | Waste and Fixings | =GetValue("Waste 2.5%",3) | % | =SubTotal(G5:G6) | 1 | =PRODUCT(C7*E7,F7) | =G7
B | Drainer | Drainlayer | 5 | hour | =GetRate("LAB1",$A8,2) | 1 | =PRODUCT(C8*E8,F8) | =G8
B | DrainLab | Drainlayers Labourer | 1.6667 | hour | =GetRate("LAB1",$A9,2) | 1 | =PRODUCT(C9*E9,F9) | =G9
B | DrainEquip | Drainage Excavation and Compacting Equip | 5 | hour | =GetRate("RES1",$A10,2) | 1 | =PRODUCT(C10*E10,F10) | =G10
B |  | Margin | =GetValue("Builders margin",3) | % | =SubTotal(G1:G10) | 1 | =PRODUCT(C11*E11,F11) | =G11
B |  | Lid included in base rate
I | T29.15.028 | 425 litre, 3 chambers, 3 chequer plate lids | T29.15_DRA_Traps | No
B | 4601 | GT677GREASETRAP CONCRETE 425LT TRAP ONLY | 1 | ea | =GetRate("DRA",$A1,2) | 1 | =PRODUCT(C1*E1,F1) | =G1
B |  | Discount | =GetValue("Discount 20%",3) | % | =SubTotal(G1:G1) | 1 | =PRODUCT(C2*E2,F2) | =G2
B |  | Waste and Fixings | =GetValue("Waste 2.5%",3) | % | =SubTotal(G1:G2) | 1 | =PRODUCT(C3*E3,F3) | =G3
B |  | freight | 0.02 | % | =SubTotal(G1:G3) | 1 | =PRODUCT(C4*E4,F4) | =G4
B | 75339 | SWGT677 425 LITRE CHEQUER PLATE LID | 3 | ea | =GetRate("DRA",$A5,2) | 1 | =PRODUCT(C5*E5,F5) | =G5
B |  | Discount | =GetValue("Discount 20%",3) | % | =SubTotal(G5:G5) | 1 | =PRODUCT(C6*E6,F6) | =G6
B |  | Waste and Fixings | =GetValue("Waste 2.5%",3) | % | =SubTotal(G5:G6) | 1 | =PRODUCT(C7*E7,F7) | =G7
B | Drainer | Drainlayer | 6 | hour | =GetRate("LAB1",$A8,2) | 1 | =PRODUCT(C8*E8,F8) | =G8
B | DrainLab | Drainlayers Labourer | 2 | hour | =GetRate("LAB1",$A9,2) | 1 | =PRODUCT(C9*E9,F9) | =G9
B | DrainEquip | Drainage Excavation and Compacting Equip | 6 | hour | =GetRate("RES1",$A10,2) | 1 | =PRODUCT(C10*E10,F10) | =G10
B |  | Margin | =GetValue("Builders margin",3) | % | =SubTotal(G1:G10) | 1 | =PRODUCT(C11*E11,F11) | =G11
I | T29.15.031 | <b>Grease Trap,</b> polyethylene body and lid, set into concrete floor | T29.15_DRA_Traps
I | T29.15.034 | 125 litre | T29.15_DRA_Traps | No
B | 81194 | GTP125 POLYETHELENE GREASE TRAP | 1 | ea | =GetRate("DRA",$A1,2) | 1 | =PRODUCT(C1*E1,F1) | =G1
B |  | Discount | =GetValue("Discount 7.5%",3) | % | =SubTotal(G1:G1) | 1 | =PRODUCT(C2*E2,F2) | =G2
B |  | Waste and Fixings | =GetValue("Waste 2.5%",3) | % | =SubTotal(G1:G2) | 1 | =PRODUCT(C3*E3,F3) | =G3
B |  | freight | 0.02 | % | =SubTotal(G1:G3) | 1 | =PRODUCT(C4*E4,F4) | =G4
B | SAND1 | Sand No 1 | 0.2 | m3 | =GetRate("GEN1",$A5,2) | 1 | =PRODUCT(C5*E5,F5) | =G5
B |  | Discount | =GetValue("Discount 7.5%",3) | % | =SubTotal(G5:G5) | 1 | =PRODUCT(C6*E6,F6) | =G6
B |  | Waste and Fixings | =GetValue("Waste 2.5%",3) | % | =SubTotal(G5:G6) | 1 | =PRODUCT(C7*E7,F7) | =G7
B | Drainer | Drainlayer | 4 | hour | =GetRate("LAB1",$A8,2) | 1 | =PRODUCT(C8*E8,F8) | =G8
B | DrainLab | Drainlayers Labourer | 1.3333 | hour | =GetRate("LAB1",$A9,2) | 1 | =PRODUCT(C9*E9,F9) | =G9
B | DrainEquip | Drainage Excavation and Compacting Equip | 0 | hour | =GetRate("RES1",$A10,2) | 1 | =PRODUCT(C10*E10,F10) | =G10
B |  | Margin | =GetValue("Builders margin",3) | % | =SubTotal(G1:G10) | 1 | =PRODUCT(C11*E11,F11) | =G11
I | T29.15.037 | 150 litre | T29.15_DRA_Traps | No
B | 76059 | GTP150 POLYETHELENE GREASE TRAP | 1 | ea | =GetRate("DRA",$A1,2) | 1 | =PRODUCT(C1*E1,F1) | =G1
B |  | Discount | =GetValue("Discount 7.5%",3) | % | =SubTotal(G1:G1) | 1 | =PRODUCT(C2*E2,F2) | =G2
B |  | Waste and Fixings | =GetValue("Waste 2.5%",3) | % | =SubTotal(G1:G2) | 1 | =PRODUCT(C3*E3,F3) | =G3
B |  | freight | 0.02 | % | =SubTotal(G1:G3) | 1 | =PRODUCT(C4*E4,F4) | =G4
B | SAND1 | Sand No 1 | 0.32 | m3 | =GetRate("GEN1",$A5,2) | 1 | =PRODUCT(C5*E5,F5) | =G5
B |  | Discount | =GetValue("Discount 7.5%",3) | % | =SubTotal(G5:G5) | 1 | =PRODUCT(C6*E6,F6) | =G6
B |  | Waste and Fixings | =GetValue("Waste 2.5%",3) | % | =SubTotal(G5:G6) | 1 | =PRODUCT(C7*E7,F7) | =G7
B | Drainer | Drainlayer | 4 | hour | =GetRate("LAB1",$A8,2) | 1 | =PRODUCT(C8*E8,F8) | =G8
B | DrainLab | Drainlayers Labourer | 1.3333 | hour | =GetRate("LAB1",$A9,2) | 1 | =PRODUCT(C9*E9,F9) | =G9
B | DrainEquip | Drainage Excavation and Compacting Equip | 0 | hour | =GetRate("RES1",$A10,2) | 1 | =PRODUCT(C10*E10,F10) | =G10
B |  | Margin | =GetValue("Builders margin",3) | % | =SubTotal(G1:G10) | 1 | =PRODUCT(C11*E11,F11) | =G11
I | T29.15.040 | 200 litre | T29.15_DRA_Traps | No
B | 76057 | GTP200 POLYETHELENE GREASE TRAP | 1 | ea | =GetRate("DRA",$A1,2) | 1 | =PRODUCT(C1*E1,F1) | =G1
B |  | Discount | =GetValue("Discount 7.5%",3) | % | =SubTotal(G1:G1) | 1 | =PRODUCT(C2*E2,F2) | =G2
B |  | Waste and Fixings | =GetValue("Waste 2.5%",3) | % | =SubTotal(G1:G2) | 1 | =PRODUCT(C3*E3,F3) | =G3
B |  | freight | 0.02 | % | =SubTotal(G1:G3) | 1 | =PRODUCT(C4*E4,F4) | =G4
B | SAND1 | Sand No 1 | 0.32 | m3 | =GetRate("GEN1",$A5,2) | 1 | =PRODUCT(C5*E5,F5) | =G5
B |  | Discount | =GetValue("Discount 7.5%",3) | % | =SubTotal(G5:G5) | 1 | =PRODUCT(C6*E6,F6) | =G6
B |  | Waste and Fixings | =GetValue("Waste 2.5%",3) | % | =SubTotal(G5:G6) | 1 | =PRODUCT(C7*E7,F7) | =G7
B | Drainer | Drainlayer | 5 | hour | =GetRate("LAB1",$A8,2) | 1 | =PRODUCT(C8*E8,F8) | =G8
B | DrainLab | Drainlayers Labourer | 1.6667 | hour | =GetRate("LAB1",$A9,2) | 1 | =PRODUCT(C9*E9,F9) | =G9
B | DrainEquip | Drainage Excavation and Compacting Equip | 0 | hour | =GetRate("RES1",$A10,2) | 1 | =PRODUCT(C10*E10,F10) | =G10
B |  | Margin | =GetValue("Builders margin",3) | % | =SubTotal(G1:G10) | 1 | =PRODUCT(C11*E11,F11) | =G11
I | T29.15.043 | 500 litre | T29.15_DRA_Traps | No
B | 76062 | GTP500 POLYETHELENE GREASE TRAP | 1 | ea | =GetRate("DRA",$A1,2) | 1 | =PRODUCT(C1*E1,F1) | =G1
B |  | Discount | =GetValue("Discount 7.5%",3) | % | =SubTotal(G1:G1) | 1 | =PRODUCT(C2*E2,F2) | =G2
B |  | Waste and Fixings | =GetValue("Waste 2.5%",3) | % | =SubTotal(G1:G2) | 1 | =PRODUCT(C3*E3,F3) | =G3
B |  | freight | 0.02 | % | =SubTotal(G1:G3) | 1 | =PRODUCT(C4*E4,F4) | =G4
B | SAND1 | Sand No 1 | 0.61 | m3 | =GetRate("GEN1",$A5,2) | 1 | =PRODUCT(C5*E5,F5) | =G5
B |  | Discount | =GetValue("Discount 7.5%",3) | % | =SubTotal(G5:G5) | 1 | =PRODUCT(C6*E6,F6) | =G6
B |  | Waste and Fixings | =GetValue("Waste 2.5%",3) | % | =SubTotal(G5:G6) | 1 | =PRODUCT(C7*E7,F7) | =G7
B | Drainer | Drainlayer | 6 | hour | =GetRate("LAB1",$A8,2) | 1 | =PRODUCT(C8*E8,F8) | =G8
B | DrainLab | Drainlayers Labourer | 2 | hour | =GetRate("LAB1",$A9,2) | 1 | =PRODUCT(C9*E9,F9) | =G9
B | DrainEquip | Drainage Excavation and Compacting Equip | 0 | hour | =GetRate("RES1",$A10,2) | 1 | =PRODUCT(C10*E10,F10) | =G10
B |  | Margin | =GetValue("Builders margin",3) | % | =SubTotal(G1:G10) | 1 | =PRODUCT(C11*E11,F11) | =G11
I | T29.15.046 | <b>Oil and Grit Interceptor,</b> 2700 litre precast concrete, with manhole covers and frames | T29.15_DRA_Traps | No
B | 4655 | COG OIL&GRIT 2000L C/W LID 04710 | 1 | ea | =GetRate("DRA",$A1,2) | 1 | =PRODUCT(C1*E1,F1) | =G1
B |  | Discount | =GetValue("Discount 7.5%",3) | % | =SubTotal(G1:G1) | 1 | =PRODUCT(C2*E2,F2) | =G2
B |  | Waste and Fixings | =GetValue("Waste 2.5%",3) | % | =SubTotal(G1:G2) | 1 | =PRODUCT(C3*E3,F3) | =G3
B |  | freight | 0.02 | % | =SubTotal(G1:G3) | 1 | =PRODUCT(C4*E4,F4) | =G4
B | GAP40 | General All Passing 40 | 0.63 | m3 | =GetRate("GEN1",$A5,2) | 1 | =PRODUCT(C5*E5,F5) | =G5
B |  | Discount | =GetValue("Discount 7.5%",3) | % | =SubTotal(G5:G5) | 1 | =PRODUCT(C6*E6,F6) | =G6
B |  | Waste and Fixings | =GetValue("Waste 2.5%",3) | % | =SubTotal(G5:G6) | 1 | =PRODUCT(C7*E7,F7) | =G7
B | SAND1 | Sand No 1 | 2.44 | m3 | =GetRate("GEN1",$A8,2) | 1 | =PRODUCT(C8*E8,F8) | =G8
B |  | Discount | =GetValue("Discount 7.5%",3) | % | =SubTotal(G8:G8) | 1 | =PRODUCT(C9*E9,F9) | =G9
B |  | Waste and Fixings | =GetValue("Waste 2.5%",3) | % | =SubTotal(G8:G9) | 1 | =PRODUCT(C10*E10,F10) | =G10
B | Drainer | Drainlayer | 8 | hour | =GetRate("LAB1",$A11,2) | 1 | =PRODUCT(C11*E11,F11) | =G11
B | DrainLab | Drainlayers Labourer | 2.6667 | hour | =GetRate("LAB1",$A12,2) | 1 | =PRODUCT(C12*E12,F12) | =G12
B | DrainEquip | Drainage Excavation and Compacting Equip | 8 | hour | =GetRate("RES1",$A13,2) | 1 | =PRODUCT(C13*E13,F13) | =G13
B |  | Margin | =GetValue("Builders margin",3) | % | =SubTotal(G1:G13) | 1 | =PRODUCT(C14*E14,F14) | =G14
I | T29.15.049 | <b>Silt Trap,</b> precast concrete, including grating and frame | T29.15_DRA_Traps
I | T29.15.052 | 2–way single | T29.15_DRA_Traps | No
I | T29.15.055 | 3–way single | T29.15_DRA_Traps | No
I | T29.16.001 | Stormwater Detention Tanks | T29.16_DRA_DetentionTanks
I | T29.16.004 | Rates include excavation, bedding, backfilling and connection to pipes | T29.16_DRA_DetentionTanks
I | T29.16.007 | <b>Aluminium Tank, 4m long,</b> including riser and lid | T29.16_DRA_DetentionTanks
I | T29.16.010 | 600mm dia | T29.16_DRA_DetentionTanks | No
B | 83905 | ALUMINIUM RETENTION TANK 0600 X 4.0M | 1 | ea | =GetRate("DRA",$A1,2) | 1 | =PRODUCT(C1*E1,F1) | =G1
B |  | Discount | =GetValue("Discount 7.5%",3) | % | =SubTotal(G1:G1) | 1 | =PRODUCT(C2*E2,F2) | =G2
B |  | Waste and Fixings | =GetValue("Waste 2.5%",3) | % | =SubTotal(G1:G2) | 1 | =PRODUCT(C3*E3,F3) | =G3
B |  | freight | 0.02 | % | =SubTotal(G1:G3) | 1 | =PRODUCT(C4*E4,F4) | =G4
B | GAP40 | General All Passing 40 | 6.05 | m3 | =GetRate("GEN1",$A5,2) | 1 | =PRODUCT(C5*E5,F5) | =G5
B |  | Discount | =GetValue("Discount 7.5%",3) | % | =SubTotal(G5:G5) | 1 | =PRODUCT(C6*E6,F6) | =G6
B |  | Waste and Fixings | =GetValue("Waste 2.5%",3) | % | =SubTotal(G5:G6) | 1 | =PRODUCT(C7*E7,F7) | =G7
B | SAND1 | Sand No 1 | 0.32 | m3 | =GetRate("GEN1",$A8,2) | 1 | =PRODUCT(C8*E8,F8) | =G8
B |  | Discount | =GetValue("Discount 7.5%",3) | % | =SubTotal(G8:G8) | 1 | =PRODUCT(C9*E9,F9) | =G9
B |  | Waste and Fixings | =GetValue("Waste 2.5%",3) | % | =SubTotal(G8:G9) | 1 | =PRODUCT(C10*E10,F10) | =G10
B | Drainer | Drainlayer | 8.05 | hour | =GetRate("LAB1",$A11,2) | 1 | =PRODUCT(C11*E11,F11) | =G11
B | DrainLab | Drainlayers Labourer | 2.6833 | hour | =GetRate("LAB1",$A12,2) | 1 | =PRODUCT(C12*E12,F12) | =G12
B | DrainEquip | Drainage Excavation and Compacting Equip | 6.0375 | hour | =GetRate("RES1",$A13,2) | 1 | =PRODUCT(C13*E13,F13) | =G13
B |  | Margin | =GetValue("Builders margin",3) | % | =SubTotal(G1:G13) | 1 | =PRODUCT(C14*E14,F14) | =G14
B |  | Labour
B |  | Tank - placing | 1 | hr
B |  | Connections | 1 | hr
B |  | Excavation, bedding, backfilling, compaction | 6.05 | m3=hr
B |  |  | 8.05 | m3=hr
I | T29.16.013 | 750mm dia | T29.16_DRA_DetentionTanks | No
B | 83907 | ALUMINIUM RETENTION TANK 0750 X 4.0M | 1 | ea | =GetRate("DRA",$A1,2) | 1 | =PRODUCT(C1*E1,F1) | =G1
B |  | Discount | =GetValue("Discount 7.5%",3) | % | =SubTotal(G1:G1) | 1 | =PRODUCT(C2*E2,F2) | =G2
B |  | Waste and Fixings | =GetValue("Waste 2.5%",3) | % | =SubTotal(G1:G2) | 1 | =PRODUCT(C3*E3,F3) | =G3
B |  | freight | 0.02 | % | =SubTotal(G1:G3) | 1 | =PRODUCT(C4*E4,F4) | =G4
B | GAP40 | General All Passing 40 | 8.38 | m3 | =GetRate("GEN1",$A5,2) | 1 | =PRODUCT(C5*E5,F5) | =G5
B |  | Discount | =GetValue("Discount 7.5%",3) | % | =SubTotal(G5:G5) | 1 | =PRODUCT(C6*E6,F6) | =G6
B |  | Waste and Fixings | =GetValue("Waste 2.5%",3) | % | =SubTotal(G5:G6) | 1 | =PRODUCT(C7*E7,F7) | =G7
B | SAND1 | Sand No 1 | 0.39 | m3 | =GetRate("GEN1",$A8,2) | 1 | =PRODUCT(C8*E8,F8) | =G8
B |  | Discount | =GetValue("Discount 7.5%",3) | % | =SubTotal(G8:G8) | 1 | =PRODUCT(C9*E9,F9) | =G9
B |  | Waste and Fixings | =GetValue("Waste 2.5%",3) | % | =SubTotal(G8:G9) | 1 | =PRODUCT(C10*E10,F10) | =G10
B | Drainer | Drainlayer | 10.38 | hour | =GetRate("LAB1",$A11,2) | 1 | =PRODUCT(C11*E11,F11) | =G11
B | DrainLab | Drainlayers Labourer | 3.46 | hour | =GetRate("LAB1",$A12,2) | 1 | =PRODUCT(C12*E12,F12) | =G12
B | DrainEquip | Drainage Excavation and Compacting Equip | 8.304 | hour | =GetRate("RES1",$A13,2) | 1 | =PRODUCT(C13*E13,F13) | =G13
B |  | Margin | =GetValue("Builders margin",3) | % | =SubTotal(G1:G13) | 1 | =PRODUCT(C14*E14,F14) | =G14
B |  | Labour
B |  | Tank - placing | 1
B |  | Connections | 1
B |  | Excavation, bedding, backfilling, compaction | 8.38
B |  |  | 10.38
I | T29.16.016 | 900mm dia | T29.16_DRA_DetentionTanks | No
B | 83909 | ALUMINIUM RETENTION TANK 0900 X 4.0M | 1 | ea | =GetRate("DRA",$A1,2) | 1 | =PRODUCT(C1*E1,F1) | =G1
B |  | Discount | =GetValue("Discount 7.5%",3) | % | =SubTotal(G1:G1) | 1 | =PRODUCT(C2*E2,F2) | =G2
B |  | Waste and Fixings | =GetValue("Waste 2.5%",3) | % | =SubTotal(G1:G2) | 1 | =PRODUCT(C3*E3,F3) | =G3
B |  | freight | 0.02 | % | =SubTotal(G1:G3) | 1 | =PRODUCT(C4*E4,F4) | =G4
B | GAP40 | General All Passing 40 | 11.03 | m3 | =GetRate("GEN1",$A5,2) | 1 | =PRODUCT(C5*E5,F5) | =G5
B |  | Discount | =GetValue("Discount 7.5%",3) | % | =SubTotal(G5:G5) | 1 | =PRODUCT(C6*E6,F6) | =G6
B |  | Waste and Fixings | =GetValue("Waste 2.5%",3) | % | =SubTotal(G5:G6) | 1 | =PRODUCT(C7*E7,F7) | =G7
B | SAND1 | Sand No 1 | 0.47 | m3 | =GetRate("GEN1",$A8,2) | 1 | =PRODUCT(C8*E8,F8) | =G8
B |  | Discount | =GetValue("Discount 7.5%",3) | % | =SubTotal(G8:G8) | 1 | =PRODUCT(C9*E9,F9) | =G9
B |  | Waste and Fixings | =GetValue("Waste 2.5%",3) | % | =SubTotal(G8:G9) | 1 | =PRODUCT(C10*E10,F10) | =G10
B | Drainer | Drainlayer | 15.03 | hour | =GetRate("LAB1",$A11,2) | 1 | =PRODUCT(C11*E11,F11) | =G11
B | DrainLab | Drainlayers Labourer | 5.01 | hour | =GetRate("LAB1",$A12,2) | 1 | =PRODUCT(C12*E12,F12) | =G12
B | DrainEquip | Drainage Excavation and Compacting Equip | 11.1333 | hour | =GetRate("RES1",$A13,2) | 1 | =PRODUCT(C13*E13,F13) | =G13
B |  | Margin | =GetValue("Builders margin",3) | % | =SubTotal(G1:G13) | 1 | =PRODUCT(C14*E14,F14) | =G14
B |  | Labour
B |  | Tank - placing | 2
B |  | Connections | 2
B |  | Excavation, bedding, backfilling, compaction | 11.03
B |  |  | 15.03
I | T29.16.019 | 1050mm dia | T29.16_DRA_DetentionTanks | No
B | 83911 | ALUMINIUM RETENTION TANK 1050 X 4.0M | 1 | ea | =GetRate("DRA",$A1,2) | 1 | =PRODUCT(C1*E1,F1) | =G1
B |  | Discount | =GetValue("Discount 7.5%",3) | % | =SubTotal(G1:G1) | 1 | =PRODUCT(C2*E2,F2) | =G2
B |  | Waste and Fixings | =GetValue("Waste 2.5%",3) | % | =SubTotal(G1:G2) | 1 | =PRODUCT(C3*E3,F3) | =G3
B |  | freight | 0.02 | % | =SubTotal(G1:G3) | 1 | =PRODUCT(C4*E4,F4) | =G4
B | GAP40 | General All Passing 40 | 14.01 | m3 | =GetRate("GEN1",$A5,2) | 1 | =PRODUCT(C5*E5,F5) | =G5
B |  | Discount | =GetValue("Discount 7.5%",3) | % | =SubTotal(G5:G5) | 1 | =PRODUCT(C6*E6,F6) | =G6
B |  | Waste and Fixings | =GetValue("Waste 2.5%",3) | % | =SubTotal(G5:G6) | 1 | =PRODUCT(C7*E7,F7) | =G7
B | SAND1 | Sand No 1 | 0.55 | m3 | =GetRate("GEN1",$A8,2) | 1 | =PRODUCT(C8*E8,F8) | =G8
B |  | Discount | =GetValue("Discount 7.5%",3) | % | =SubTotal(G8:G8) | 1 | =PRODUCT(C9*E9,F9) | =G9
B |  | Waste and Fixings | =GetValue("Waste 2.5%",3) | % | =SubTotal(G8:G9) | 1 | =PRODUCT(C10*E10,F10) | =G10
B | Drainer | Drainlayer | 18.01 | hour | =GetRate("LAB1",$A11,2) | 1 | =PRODUCT(C11*E11,F11) | =G11
B | DrainLab | Drainlayers Labourer | 6.0033 | hour | =GetRate("LAB1",$A12,2) | 1 | =PRODUCT(C12*E12,F12) | =G12
B | DrainEquip | Drainage Excavation and Compacting Equip | 13.8538 | hour | =GetRate("RES1",$A13,2) | 1 | =PRODUCT(C13*E13,F13) | =G13
B |  | Margin | =GetValue("Builders margin",3) | % | =SubTotal(G1:G13) | 1 | =PRODUCT(C14*E14,F14) | =G14
B |  | Labour
B |  | Tank - placing | 2
B |  | Connections | 2
B |  | Excavation, bedding, backfilling, compaction | 14.01
B |  |  | 18.01
I | T29.16.022 | 1200mm dia | T29.16_DRA_DetentionTanks | No
B | 83913 | ALUMINIUM RETENTION TANK 1200 X 4.0M | 1 | ea | =GetRate("DRA",$A1,2) | 1 | =PRODUCT(C1*E1,F1) | =G1
B |  | Discount | =GetValue("Discount 7.5%",3) | % | =SubTotal(G1:G1) | 1 | =PRODUCT(C2*E2,F2) | =G2
B |  | Waste and Fixings | =GetValue("Waste 2.5%",3) | % | =SubTotal(G1:G2) | 1 | =PRODUCT(C3*E3,F3) | =G3
B |  | freight | 0.02 | % | =SubTotal(G1:G3) | 1 | =PRODUCT(C4*E4,F4) | =G4
B | GAP40 | General All Passing 40 | 17.32 | m3 | =GetRate("GEN1",$A5,2) | 1 | =PRODUCT(C5*E5,F5) | =G5
B |  | Discount | =GetValue("Discount 7.5%",3) | % | =SubTotal(G5:G5) | 1 | =PRODUCT(C6*E6,F6) | =G6
B |  | Waste and Fixings | =GetValue("Waste 2.5%",3) | % | =SubTotal(G5:G6) | 1 | =PRODUCT(C7*E7,F7) | =G7
B | SAND1 | Sand No 1 | 0.63 | m3 | =GetRate("GEN1",$A8,2) | 1 | =PRODUCT(C8*E8,F8) | =G8
B |  | Discount | =GetValue("Discount 7.5%",3) | % | =SubTotal(G8:G8) | 1 | =PRODUCT(C9*E9,F9) | =G9
B |  | Waste and Fixings | =GetValue("Waste 2.5%",3) | % | =SubTotal(G8:G9) | 1 | =PRODUCT(C10*E10,F10) | =G10
B | Drainer | Drainlayer | 21.32 | hour | =GetRate("LAB1",$A11,2) | 1 | =PRODUCT(C11*E11,F11) | =G11
B | DrainLab | Drainlayers Labourer | 7.1067 | hour | =GetRate("LAB1",$A12,2) | 1 | =PRODUCT(C12*E12,F12) | =G12
B | DrainEquip | Drainage Excavation and Compacting Equip | 17.056 | hour | =GetRate("RES1",$A13,2) | 1 | =PRODUCT(C13*E13,F13) | =G13
B |  | Margin | =GetValue("Builders margin",3) | % | =SubTotal(G1:G13) | 1 | =PRODUCT(C14*E14,F14) | =G14
B |  | Labour
B |  | Tank - placing | 2
B |  | Connections | 2
B |  | Excavation, bedding, backfilling, compaction | 17.32
B |  |  | 21.32
I | T29.16.025 | <b>Aluminium Tank, 6m long,</b> including riser and lid | T29.16_DRA_DetentionTanks
I | T29.16.028 | 600mm dia | T29.16_DRA_DetentionTanks | No
B | 83906 | ALUMINIUM RETENTION TANK 0600 X 6.0M | 1 | ea | =GetRate("DRA",$A1,2) | 1 | =PRODUCT(C1*E1,F1) | =G1
B |  | Discount | =GetValue("Discount 7.5%",3) | % | =SubTotal(G1:G1) | 1 | =PRODUCT(C2*E2,F2) | =G2
B |  | Waste and Fixings | =GetValue("Waste 2.5%",3) | % | =SubTotal(G1:G2) | 1 | =PRODUCT(C3*E3,F3) | =G3
B |  | freight | 0.02 | % | =SubTotal(G1:G3) | 1 | =PRODUCT(C4*E4,F4) | =G4
B | GAP40 | General All Passing 40 | 8.24 | m3 | =GetRate("GEN1",$A5,2) | 1 | =PRODUCT(C5*E5,F5) | =G5
B |  | Discount | =GetValue("Discount 7.5%",3) | % | =SubTotal(G5:G5) | 1 | =PRODUCT(C6*E6,F6) | =G6
B |  | Waste and Fixings | =GetValue("Waste 2.5%",3) | % | =SubTotal(G5:G6) | 1 | =PRODUCT(C7*E7,F7) | =G7
B | SAND1 | Sand No 1 | 0.44 | m3 | =GetRate("GEN1",$A8,2) | 1 | =PRODUCT(C8*E8,F8) | =G8
B |  | Discount | =GetValue("Discount 7.5%",3) | % | =SubTotal(G8:G8) | 1 | =PRODUCT(C9*E9,F9) | =G9
B |  | Waste and Fixings | =GetValue("Waste 2.5%",3) | % | =SubTotal(G8:G9) | 1 | =PRODUCT(C10*E10,F10) | =G10
B | Drainer | Drainlayer | 10.24 | hour | =GetRate("LAB1",$A11,2) | 1 | =PRODUCT(C11*E11,F11) | =G11
B | DrainLab | Drainlayers Labourer | 3.4133 | hour | =GetRate("LAB1",$A12,2) | 1 | =PRODUCT(C12*E12,F12) | =G12
B | DrainEquip | Drainage Excavation and Compacting Equip | 8.192 | hour | =GetRate("RES1",$A13,2) | 1 | =PRODUCT(C13*E13,F13) | =G13
B |  | Margin | =GetValue("Builders margin",3) | % | =SubTotal(G1:G13) | 1 | =PRODUCT(C14*E14,F14) | =G14
B |  | Labour
B |  | Tank - placing | 1
B |  | Connections | 1
B |  | Excavation, bedding, backfilling, compaction | 8.24
B |  |  | 10.24
I | T29.16.031 | 750mm dia | T29.16_DRA_DetentionTanks | No
B | 83908 | ALUMINIUM RETENTION TANK 0750 X 6.0M | 1 | ea | =GetRate("DRA",$A1,2) | 1 | =PRODUCT(C1*E1,F1) | =G1
B |  | Discount | =GetValue("Discount 7.5%",3) | % | =SubTotal(G1:G1) | 1 | =PRODUCT(C2*E2,F2) | =G2
B |  | Waste and Fixings | =GetValue("Waste 2.5%",3) | % | =SubTotal(G1:G2) | 1 | =PRODUCT(C3*E3,F3) | =G3
B |  | freight | 0.02 | % | =SubTotal(G1:G3) | 1 | =PRODUCT(C4*E4,F4) | =G4
B | GAP40 | General All Passing 40 | 11.39 | m3 | =GetRate("GEN1",$A5,2) | 1 | =PRODUCT(C5*E5,F5) | =G5
B |  | Discount | =GetValue("Discount 7.5%",3) | % | =SubTotal(G5:G5) | 1 | =PRODUCT(C6*E6,F6) | =G6
B |  | Waste and Fixings | =GetValue("Waste 2.5%",3) | % | =SubTotal(G5:G6) | 1 | =PRODUCT(C7*E7,F7) | =G7
B | SAND1 | Sand No 1 | 0.54 | m3 | =GetRate("GEN1",$A8,2) | 1 | =PRODUCT(C8*E8,F8) | =G8
B |  | Discount | =GetValue("Discount 7.5%",3) | % | =SubTotal(G8:G8) | 1 | =PRODUCT(C9*E9,F9) | =G9
B |  | Waste and Fixings | =GetValue("Waste 2.5%",3) | % | =SubTotal(G8:G9) | 1 | =PRODUCT(C10*E10,F10) | =G10
B | Drainer | Drainlayer | 13.39 | hour | =GetRate("LAB1",$A11,2) | 1 | =PRODUCT(C11*E11,F11) | =G11
B | DrainLab | Drainlayers Labourer | 4.4633 | hour | =GetRate("LAB1",$A12,2) | 1 | =PRODUCT(C12*E12,F12) | =G12
B | DrainEquip | Drainage Excavation and Compacting Equip | 11.1583 | hour | =GetRate("RES1",$A13,2) | 1 | =PRODUCT(C13*E13,F13) | =G13
B |  | Margin | =GetValue("Builders margin",3) | % | =SubTotal(G1:G13) | 1 | =PRODUCT(C14*E14,F14) | =G14
B |  | Labour
B |  | Tank - placing | 1
B |  | Connections | 1
B |  | Excavation, bedding, backfilling, compaction | 11.39
B |  |  | 13.39
I | T29.16.034 | 900mm dia | T29.16_DRA_DetentionTanks | No
B | 83910 | ALUMINIUM RETENTION TANK 0900 X 6.0M | 1 | ea | =GetRate("DRA",$A1,2) | 1 | =PRODUCT(C1*E1,F1) | =G1
B |  | Discount | =GetValue("Discount 7.5%",3) | % | =SubTotal(G1:G1) | 1 | =PRODUCT(C2*E2,F2) | =G2
B |  | Waste and Fixings | =GetValue("Waste 2.5%",3) | % | =SubTotal(G1:G2) | 1 | =PRODUCT(C3*E3,F3) | =G3
B |  | freight | 0.02 | % | =SubTotal(G1:G3) | 1 | =PRODUCT(C4*E4,F4) | =G4
B | GAP40 | General All Passing 40 | 14.98 | m3 | =GetRate("GEN1",$A5,2) | 1 | =PRODUCT(C5*E5,F5) | =G5
B |  | Discount | =GetValue("Discount 7.5%",3) | % | =SubTotal(G5:G5) | 1 | =PRODUCT(C6*E6,F6) | =G6
B |  | Waste and Fixings | =GetValue("Waste 2.5%",3) | % | =SubTotal(G5:G6) | 1 | =PRODUCT(C7*E7,F7) | =G7
B | SAND1 | Sand No 1 | 0.65 | m3 | =GetRate("GEN1",$A8,2) | 1 | =PRODUCT(C8*E8,F8) | =G8
B |  | Discount | =GetValue("Discount 7.5%",3) | % | =SubTotal(G8:G8) | 1 | =PRODUCT(C9*E9,F9) | =G9
B |  | Waste and Fixings | =GetValue("Waste 2.5%",3) | % | =SubTotal(G8:G9) | 1 | =PRODUCT(C10*E10,F10) | =G10
B | Drainer | Drainlayer | 18.98 | hour | =GetRate("LAB1",$A11,2) | 1 | =PRODUCT(C11*E11,F11) | =G11
B | DrainLab | Drainlayers Labourer | 6.3267 | hour | =GetRate("LAB1",$A12,2) | 1 | =PRODUCT(C12*E12,F12) | =G12
B | DrainEquip | Drainage Excavation and Compacting Equip | 14.6 | hour | =GetRate("RES1",$A13,2) | 1 | =PRODUCT(C13*E13,F13) | =G13
B |  | Margin | =GetValue("Builders margin",3) | % | =SubTotal(G1:G13) | 1 | =PRODUCT(C14*E14,F14) | =G14
B |  | Labour
B |  | Tank - placing | 2
B |  | Connections | 2
B |  | Excavation, bedding, backfilling, compaction | 14.98
B |  |  | 18.98
I | T29.16.037 | 1050mm dia | T29.16_DRA_DetentionTanks | No
B | 83912 | ALUMINIUM RETENTION TANK 1050 X 6.0M | 1 | ea | =GetRate("DRA",$A1,2) | 1 | =PRODUCT(C1*E1,F1) | =G1
B |  | Discount | =GetValue("Discount 7.5%",3) | % | =SubTotal(G1:G1) | 1 | =PRODUCT(C2*E2,F2) | =G2
B |  | Waste and Fixings | =GetValue("Waste 2.5%",3) | % | =SubTotal(G1:G2) | 1 | =PRODUCT(C3*E3,F3) | =G3
B |  | freight | 0.02 | % | =SubTotal(G1:G3) | 1 | =PRODUCT(C4*E4,F4) | =G4
B | GAP40 | General All Passing 40 | 19 | m3 | =GetRate("GEN1",$A5,2) | 1 | =PRODUCT(C5*E5,F5) | =G5
B |  | Discount | =GetValue("Discount 7.5%",3) | % | =SubTotal(G5:G5) | 1 | =PRODUCT(C6*E6,F6) | =G6
B |  | Waste and Fixings | =GetValue("Waste 2.5%",3) | % | =SubTotal(G5:G6) | 1 | =PRODUCT(C7*E7,F7) | =G7
B | SAND1 | Sand No 1 | 0.76 | m3 | =GetRate("GEN1",$A8,2) | 1 | =PRODUCT(C8*E8,F8) | =G8
B |  | Discount | =GetValue("Discount 7.5%",3) | % | =SubTotal(G8:G8) | 1 | =PRODUCT(C9*E9,F9) | =G9
B |  | Waste and Fixings | =GetValue("Waste 2.5%",3) | % | =SubTotal(G8:G9) | 1 | =PRODUCT(C10*E10,F10) | =G10
B | Drainer | Drainlayer | 23 | hour | =GetRate("LAB1",$A11,2) | 1 | =PRODUCT(C11*E11,F11) | =G11
B | DrainLab | Drainlayers Labourer | 7.6667 | hour | =GetRate("LAB1",$A12,2) | 1 | =PRODUCT(C12*E12,F12) | =G12
B | DrainEquip | Drainage Excavation and Compacting Equip | 19.1667 | hour | =GetRate("RES1",$A13,2) | 1 | =PRODUCT(C13*E13,F13) | =G13
B |  | Margin | =GetValue("Builders margin",3) | % | =SubTotal(G1:G13) | 1 | =PRODUCT(C14*E14,F14) | =G14
B |  | Labour
B |  | Tank - placing | 2
B |  | Connections | 2
B |  | Excavation, bedding, backfilling, compaction | 19
B |  |  | 23
I | T29.16.040 | 1200mm dia | T29.16_DRA_DetentionTanks | No
B | 83914 | ALUMINIUM RETENTION TANK 1200 X 6.0M | 1 | ea | =GetRate("DRA",$A1,2) | 1 | =PRODUCT(C1*E1,F1) | =G1
B |  | Discount | =GetValue("Discount 7.5%",3) | % | =SubTotal(G1:G1) | 1 | =PRODUCT(C2*E2,F2) | =G2
B |  | Waste and Fixings | =GetValue("Waste 2.5%",3) | % | =SubTotal(G1:G2) | 1 | =PRODUCT(C3*E3,F3) | =G3
B |  | freight | 0.02 | % | =SubTotal(G1:G3) | 1 | =PRODUCT(C4*E4,F4) | =G4
B | GAP40 | General All Passing 40 | 23.46 | m3 | =GetRate("GEN1",$A5,2) | 1 | =PRODUCT(C5*E5,F5) | =G5
B |  | Discount | =GetValue("Discount 7.5%",3) | % | =SubTotal(G5:G5) | 1 | =PRODUCT(C6*E6,F6) | =G6
B |  | Waste and Fixings | =GetValue("Waste 2.5%",3) | % | =SubTotal(G5:G6) | 1 | =PRODUCT(C7*E7,F7) | =G7
B | SAND1 | Sand No 1 | 0.87 | m3 | =GetRate("GEN1",$A8,2) | 1 | =PRODUCT(C8*E8,F8) | =G8
B |  | Discount | =GetValue("Discount 7.5%",3) | % | =SubTotal(G8:G8) | 1 | =PRODUCT(C9*E9,F9) | =G9
B |  | Waste and Fixings | =GetValue("Waste 2.5%",3) | % | =SubTotal(G8:G9) | 1 | =PRODUCT(C10*E10,F10) | =G10
B | Drainer | Drainlayer | 27.46 | hour | =GetRate("LAB1",$A11,2) | 1 | =PRODUCT(C11*E11,F11) | =G11
B | DrainLab | Drainlayers Labourer | 9.1533 | hour | =GetRate("LAB1",$A12,2) | 1 | =PRODUCT(C12*E12,F12) | =G12
B | DrainEquip | Drainage Excavation and Compacting Equip | 22.8833 | hour | =GetRate("RES1",$A13,2) | 1 | =PRODUCT(C13*E13,F13) | =G13
B |  | Margin | =GetValue("Builders margin",3) | % | =SubTotal(G1:G13) | 1 | =PRODUCT(C14*E14,F14) | =G14
B |  | Labour
B |  | Tank - placing | 2
B |  | Connections | 2
B |  | Excavation, bedding, backfilling, compaction | 23.46
B |  |  | 27.46
I | T29.17.001 | Septic Tanks | T29.17_DRA_SepticTanks
I | T29.17.004 | Rates include excavation, backfilling and connection to pipes, but exclude effluent drains. | T29.17_DRA_SepticTanks
I | T29.17.007 | Rates do not include on-site disposal field for discharging of liquids and secondary treatment | T29.17_DRA_SepticTanks
I | T29.17.010 | <b>Precast Concrete Septic Tank,</b> including concrete lid | T29.17_DRA_SepticTanks
I | T29.17.013 | 2700 litre | T29.17_DRA_SepticTanks | No
B | 5008 | CST2700L SEPTIC TANK COMPLETE | 1 | ea | =GetRate("DRA",$A1,2) | 1 | =PRODUCT(C1*E1,F1) | =G1
B |  | Discount | =GetValue("Discount 7.5%",3) | % | =SubTotal(G1:G1) | 1 | =PRODUCT(C2*E2,F2) | =G2
B |  | Waste and Fixings | =GetValue("Waste 2.5%",3) | % | =SubTotal(G1:G2) | 1 | =PRODUCT(C3*E3,F3) | =G3
B |  | freight | 0.02 | % | =SubTotal(G1:G3) | 1 | =PRODUCT(C4*E4,F4) | =G4
B | GAP40 | General All Passing 40 | 12.14 | m3 | =GetRate("GEN1",$A5,2) | 1 | =PRODUCT(C5*E5,F5) | =G5
B |  | Discount | =GetValue("Discount 7.5%",3) | % | =SubTotal(G5:G5) | 1 | =PRODUCT(C6*E6,F6) | =G6
B |  | Waste and Fixings | =GetValue("Waste 2.5%",3) | % | =SubTotal(G5:G6) | 1 | =PRODUCT(C7*E7,F7) | =G7
B | Drainer | Drainlayer | 14.14 | hour | =GetRate("LAB1",$A8,2) | 1 | =PRODUCT(C8*E8,F8) | =G8
B | DrainLab | Drainlayers Labourer | 4.7133 | hour | =GetRate("LAB1",$A9,2) | 1 | =PRODUCT(C9*E9,F9) | =G9
B | DrainEquip | Drainage Excavation and Compacting Equip | 11.7833 | hour | =GetRate("RES1",$A10,2) | 1 | =PRODUCT(C10*E10,F10) | =G10
B |  | Margin | =GetValue("Builders margin",3) | % | =SubTotal(G1:G10) | 1 | =PRODUCT(C11*E11,F11) | =G11
B |  | Labour
B |  | Tank - placing | 1
B |  | Connections | 1
B |  | Excavation, bedding, backfilling, compaction | 12.14
B |  |  | 14.14
I | T29.17.016 | 3300 litre | T29.17_DRA_SepticTanks | No
B | 5011 | CST3300L SEPTIC TANK COMPLETE | 1 | ea | =GetRate("DRA",$A1,2) | 1 | =PRODUCT(C1*E1,F1) | =G1
B |  | Discount | =GetValue("Discount 7.5%",3) | % | =SubTotal(G1:G1) | 1 | =PRODUCT(C2*E2,F2) | =G2
B |  | Waste and Fixings | =GetValue("Waste 2.5%",3) | % | =SubTotal(G1:G2) | 1 | =PRODUCT(C3*E3,F3) | =G3
B |  | freight | 0.02 | % | =SubTotal(G1:G3) | 1 | =PRODUCT(C4*E4,F4) | =G4
B | GAP40 | General All Passing 40 | 13.98 | m3 | =GetRate("GEN1",$A5,2) | 1 | =PRODUCT(C5*E5,F5) | =G5
B |  | Discount | =GetValue("Discount 7.5%",3) | % | =SubTotal(G5:G5) | 1 | =PRODUCT(C6*E6,F6) | =G6
B |  | Waste and Fixings | =GetValue("Waste 2.5%",3) | % | =SubTotal(G5:G6) | 1 | =PRODUCT(C7*E7,F7) | =G7
B | Drainer | Drainlayer | 15.98 | hour | =GetRate("LAB1",$A8,2) | 1 | =PRODUCT(C8*E8,F8) | =G8
B | DrainLab | Drainlayers Labourer | 5.3267 | hour | =GetRate("LAB1",$A9,2) | 1 | =PRODUCT(C9*E9,F9) | =G9
B | DrainEquip | Drainage Excavation and Compacting Equip | 13.3167 | hour | =GetRate("RES1",$A10,2) | 1 | =PRODUCT(C10*E10,F10) | =G10
B |  | Margin | =GetValue("Builders margin",3) | % | =SubTotal(G1:G10) | 1 | =PRODUCT(C11*E11,F11) | =G11
B |  | Labour
B |  | Tank - placing | 1
B |  | Connections | 1
B |  | Excavation, bedding, backfilling, compaction | 13.98
B |  |  | 15.98
I | T29.17.019 | 4000 litre | T29.17_DRA_SepticTanks | No
B | 5057 | CST4000L SEPTIC TANK COMPLETE | 1 | ea | =GetRate("DRA",$A1,2) | 1 | =PRODUCT(C1*E1,F1) | =G1
B |  | Discount | =GetValue("Discount 7.5%",3) | % | =SubTotal(G1:G1) | 1 | =PRODUCT(C2*E2,F2) | =G2
B |  | Waste and Fixings | =GetValue("Waste 2.5%",3) | % | =SubTotal(G1:G2) | 1 | =PRODUCT(C3*E3,F3) | =G3
B |  | freight | 0.02 | % | =SubTotal(G1:G3) | 1 | =PRODUCT(C4*E4,F4) | =G4
B | GAP40 | General All Passing 40 | 18.73 | m3 | =GetRate("GEN1",$A5,2) | 1 | =PRODUCT(C5*E5,F5) | =G5
B |  | Discount | =GetValue("Discount 7.5%",3) | % | =SubTotal(G5:G5) | 1 | =PRODUCT(C6*E6,F6) | =G6
B |  | Waste and Fixings | =GetValue("Waste 2.5%",3) | % | =SubTotal(G5:G6) | 1 | =PRODUCT(C7*E7,F7) | =G7
B | Drainer | Drainlayer | 20.73 | hour | =GetRate("LAB1",$A8,2) | 1 | =PRODUCT(C8*E8,F8) | =G8
B | DrainLab | Drainlayers Labourer | 6.91 | hour | =GetRate("LAB1",$A9,2) | 1 | =PRODUCT(C9*E9,F9) | =G9
B | DrainEquip | Drainage Excavation and Compacting Equip | 17.275 | hour | =GetRate("RES1",$A10,2) | 1 | =PRODUCT(C10*E10,F10) | =G10
B |  | Margin | =GetValue("Builders margin",3) | % | =SubTotal(G1:G10) | 1 | =PRODUCT(C11*E11,F11) | =G11
B |  | Labour
B |  | Tank - placing | 1
B |  | Connections | 1
B |  | Excavation, bedding, backfilling, compaction | 18.73
B |  |  | 20.73
I | T29.17.022 | <b>Precast Concrete Ecotank</b> | T29.17_DRA_SepticTanks
I | T29.17.024 | 2000 litre, round | T29.17_DRA_SepticTanks | No
B | 5770 | 2000L ECOTANK COMPLETE | 1 | ea | =GetRate("DRA",$A1,2) | 1 | =PRODUCT(C1*E1,F1) | =G1
B |  | Discount | =GetValue("Discount 7.5%",3) | % | =SubTotal(G1:G1) | 1 | =PRODUCT(C2*E2,F2) | =G2
B |  | Waste and Fixings | =GetValue("Waste 2.5%",3) | % | =SubTotal(G1:G2) | 1 | =PRODUCT(C3*E3,F3) | =G3
B |  | freight | 0.02 | % | =SubTotal(G1:G3) | 1 | =PRODUCT(C4*E4,F4) | =G4
B | GAP40 | General All Passing 40 | 7.13 | m3 | =GetRate("GEN1",$A5,2) | 1 | =PRODUCT(C5*E5,F5) | =G5
B |  | Discount | =GetValue("Discount 7.5%",3) | % | =SubTotal(G5:G5) | 1 | =PRODUCT(C6*E6,F6) | =G6
B |  | Waste and Fixings | =GetValue("Waste 2.5%",3) | % | =SubTotal(G5:G6) | 1 | =PRODUCT(C7*E7,F7) | =G7
B | Drainer | Drainlayer | 8.09 | hour | =GetRate("LAB1",$A8,2) | 1 | =PRODUCT(C8*E8,F8) | =G8
B | DrainLab | Drainlayers Labourer | 2.6967 | hour | =GetRate("LAB1",$A9,2) | 1 | =PRODUCT(C9*E9,F9) | =G9
B | DrainEquip | Drainage Excavation and Compacting Equip | 6.7417 | hour | =GetRate("RES1",$A10,2) | 1 | =PRODUCT(C10*E10,F10) | =G10
B |  | Margin | =GetValue("Builders margin",3) | % | =SubTotal(G1:G10) | 1 | =PRODUCT(C11*E11,F11) | =G11
B |  | Labour
B |  | Tank - placing | 1
B |  | Connections | 1
B |  | Excavation, bedding, backfilling, compaction | 7.13
B |  |  | 8.09
I | T29.17.025 | 5000 litre, round | T29.17_DRA_SepticTanks | No
B | 5780 | CSE5000L ECOTANK COMPLETE | 1 | ea | =GetRate("DRA",$A1,2) | 1 | =PRODUCT(C1*E1,F1) | =G1
B |  | Discount | =GetValue("Discount 7.5%",3) | % | =SubTotal(G1:G1) | 1 | =PRODUCT(C2*E2,F2) | =G2
B |  | Waste and Fixings | =GetValue("Waste 2.5%",3) | % | =SubTotal(G1:G2) | 1 | =PRODUCT(C3*E3,F3) | =G3
B |  | freight | 0.02 | % | =SubTotal(G1:G3) | 1 | =PRODUCT(C4*E4,F4) | =G4
B | GAP40 | General All Passing 40 | 14.86 | m3 | =GetRate("GEN1",$A5,2) | 1 | =PRODUCT(C5*E5,F5) | =G5
B |  | Discount | =GetValue("Discount 7.5%",3) | % | =SubTotal(G5:G5) | 1 | =PRODUCT(C6*E6,F6) | =G6
B |  | Waste and Fixings | =GetValue("Waste 2.5%",3) | % | =SubTotal(G5:G6) | 1 | =PRODUCT(C7*E7,F7) | =G7
B | Drainer | Drainlayer | 16.86 | hour | =GetRate("LAB1",$A8,2) | 1 | =PRODUCT(C8*E8,F8) | =G8
B | DrainLab | Drainlayers Labourer | 5.62 | hour | =GetRate("LAB1",$A9,2) | 1 | =PRODUCT(C9*E9,F9) | =G9
B | DrainEquip | Drainage Excavation and Compacting Equip | 14.05 | hour | =GetRate("RES1",$A10,2) | 1 | =PRODUCT(C10*E10,F10) | =G10
B |  | Margin | =GetValue("Builders margin",3) | % | =SubTotal(G1:G10) | 1 | =PRODUCT(C11*E11,F11) | =G11
B |  | Labour
B |  | Tank - placing | 1
B |  | Connections | 1
B |  | Excavation, bedding, backfilling, compaction | 14.86
B |  |  | 16.86
I | T29.17.028 | <b>Polyethylene Septic Tank</b> | T29.17_DRA_SepticTanks
I | T29.17.031 | 2100 litre | T29.17_DRA_SepticTanks | No
B | DEV-D2100F | Devan PLastic Septic Tank 2100L c/w Ecofilter | 1 | ea | =GetRate("PLU",$A1,2) | 1 | =PRODUCT(C1*E1,F1) | =G1
B |  | Discount | =GetValue("Discount 7.5%",3) | % | =SubTotal(G1:G1) | 1 | =PRODUCT(C2*E2,F2) | =G2
B |  | Waste and Fixings | =GetValue("Waste 2.5%",3) | % | =SubTotal(G1:G2) | 1 | =PRODUCT(C3*E3,F3) | =G3
B |  | freight | 0.02 | % | =SubTotal(G1:G3) | 1 | =PRODUCT(C4*E4,F4) | =G4
B | GAP40 | General All Passing 40 | 10.96 | m3 | =GetRate("GEN1",$A5,2) | 1 | =PRODUCT(C5*E5,F5) | =G5
B |  | Discount | =GetValue("Discount 7.5%",3) | % | =SubTotal(G5:G5) | 1 | =PRODUCT(C6*E6,F6) | =G6
B |  | Waste and Fixings | =GetValue("Waste 2.5%",3) | % | =SubTotal(G5:G6) | 1 | =PRODUCT(C7*E7,F7) | =G7
B | Drainer | Drainlayer | 12.96 | hour | =GetRate("LAB1",$A8,2) | 1 | =PRODUCT(C8*E8,F8) | =G8
B | DrainLab | Drainlayers Labourer | 4.32 | hour | =GetRate("LAB1",$A9,2) | 1 | =PRODUCT(C9*E9,F9) | =G9
B | DrainEquip | Drainage Excavation and Compacting Equip | 10.8 | hour | =GetRate("RES1",$A10,2) | 1 | =PRODUCT(C10*E10,F10) | =G10
B |  | Margin | =GetValue("Builders margin",3) | % | =SubTotal(G1:G10) | 1 | =PRODUCT(C11*E11,F11) | =G11
B |  | Labour
B |  | Tank - placing. 145kg total weight | 1
B |  | Connections | 1
B |  | Excavation, bedding, backfilling, compaction | 10.96
B |  |  | 12.96
I | T29.17.034 | 3600 litre | T29.17_DRA_SepticTanks | No
B | DEV-D3600F | Devan PLastic Septic Tank 3600L c/w Ecofilter | 1 | ea | =GetRate("PLU",$A1,2) | 1 | =PRODUCT(C1*E1,F1) | =G1
B |  | Discount | =GetValue("Discount 7.5%",3) | % | =SubTotal(G1:G1) | 1 | =PRODUCT(C2*E2,F2) | =G2
B |  | Waste and Fixings | =GetValue("Waste 2.5%",3) | % | =SubTotal(G1:G2) | 1 | =PRODUCT(C3*E3,F3) | =G3
B |  | freight | 0.02 | % | =SubTotal(G1:G3) | 1 | =PRODUCT(C4*E4,F4) | =G4
B | GAP40 | General All Passing 40 | 19.24 | m3 | =GetRate("GEN1",$A5,2) | 1 | =PRODUCT(C5*E5,F5) | =G5
B |  | Discount | =GetValue("Discount 7.5%",3) | % | =SubTotal(G5:G5) | 1 | =PRODUCT(C6*E6,F6) | =G6
B |  | Waste and Fixings | =GetValue("Waste 2.5%",3) | % | =SubTotal(G5:G6) | 1 | =PRODUCT(C7*E7,F7) | =G7
B | Drainer | Drainlayer | 21.24 | hour | =GetRate("LAB1",$A8,2) | 1 | =PRODUCT(C8*E8,F8) | =G8
B | DrainLab | Drainlayers Labourer | 7.08 | hour | =GetRate("LAB1",$A9,2) | 1 | =PRODUCT(C9*E9,F9) | =G9
B | DrainEquip | Drainage Excavation and Compacting Equip | 19.3091 | hour | =GetRate("RES1",$A10,2) | 1 | =PRODUCT(C10*E10,F10) | =G10
B |  | Margin | =GetValue("Builders margin",3) | % | =SubTotal(G1:G10) | 1 | =PRODUCT(C11*E11,F11) | =G11
B |  | Labour
B |  | Tank - placing. 245kg total weight | 1
B |  | Connections | 1
B |  | Excavation, bedding, backfilling, compaction | 19.24
B |  |  | 21.24
I | T29.18.001 | Channel Drains and Gratings | T29.18_DRA_ChannelDrains
I | T29.18.004 | Rates include excavation, sand or concrete bedding, backfilling and gratings where stated | T29.18_DRA_ChannelDrains
I | T29.18.007 | <b>Slot Channel Drain,</b> fibre cement | T29.18_DRA_ChannelDrains
I | T29.18.010 | 100mm dia | T29.18_DRA_ChannelDrains | m
B | 75967 | Hyvol - Channel HY100SL20 SLOT CHANNEL | 1 | each | =GetRate("DRA",$A1,2) | 1 | =PRODUCT(C1*E1,F1) | =G1
B |  | Discount | =GetValue("Discount 30%",3) | % | =SubTotal(G1:G1) | 1 | =PRODUCT(C2*E2,F2) | =G2
B |  | Waste and Fixings | =GetValue("Waste 7.5%",3) | % | =SubTotal(G1:G2) | 1 | =PRODUCT(C3*E3,F3) | =G3
B |  | freight | 0.05 | % | =SubTotal(G1:G3) | 1 | =PRODUCT(C4*E4,F4) | =G4
B | PM_25CON_019 | READYMIX STRUCTURAL CONCRETE 20MPA 13MM | 0.08 | mtq | =GetRate("SUP1",$A5,2) | 1 | =PRODUCT(C5*E5,F5) | =G5
B |  | Discount | =GetValue("Discount 10%",3) | % | =SubTotal(G5:G5) | 1 | =PRODUCT(C6*E6,F6) | =G6
B |  | Waste and Fixings | =GetValue("Waste 12.5%",3) | % | =SubTotal(G5:G6) | 1 | =PRODUCT(C7*E7,F7) | =G7
B | Drainer | Drainlayer | 0.6 | hour | =GetRate("LAB1",$A8,2) | 1 | =PRODUCT(C8*E8,F8) | =G8
B | DrainLab | Drainlayers Labourer | 0.2 | hour | =GetRate("LAB1",$A9,2) | 1 | =PRODUCT(C9*E9,F9) | =G9
B | DrainEquip | Drainage Excavation and Compacting Equip | 0.2 | hour | =GetRate("RES1",$A10,2) | 1 | =PRODUCT(C10*E10,F10) | =G10
B |  | Margin | =GetValue("Builders margin",3) | % | =SubTotal(G1:G10) | 1 | =PRODUCT(C11*E11,F11) | =G11
I | T29.18.013 | <b>Half Round Channel Drain,</b> precast concrete | T29.18_DRA_ChannelDrains
I | T29.18.016 | 225mm wide | T29.18_DRA_ChannelDrains | m
B | 4407 | Precast Half Round Channel PCC225.1500 PRECAST HALF ROUND CHANNEL | 1 | each | =GetRate("DRA",$A1,2) | 0.66667 | =PRODUCT(C1*E1,F1) | =G1
B |  | Discount | =GetValue("Discount 30%",3) | % | =SubTotal(G1:G1) | 1 | =PRODUCT(C2*E2,F2) | =G2
B |  | Waste and Fixings | =GetValue("Waste 7.5%",3) | % | =SubTotal(G1:G2) | 1 | =PRODUCT(C3*E3,F3) | =G3
B |  | freight | 0.05 | % | =SubTotal(G1:G3) | 1 | =PRODUCT(C4*E4,F4) | =G4
B | BEDP | Pipe Bedding 7mm | 0.09 | m3 | =GetRate("GEN1",$A5,2) | 1 | =PRODUCT(C5*E5,F5) | =G5
B |  | Discount | =GetValue("Discount 10%",3) | % | =SubTotal(G5:G5) | 1 | =PRODUCT(C6*E6,F6) | =G6
B |  | Waste and Fixings | =GetValue("Waste 12.5%",3) | % | =SubTotal(G5:G6) | 1 | =PRODUCT(C7*E7,F7) | =G7
B | Drainer | Drainlayer | 0.7 | hour | =GetRate("LAB1",$A8,2) | 1 | =PRODUCT(C8*E8,F8) | =G8
B | DrainLab | Drainlayers Labourer | 0.23333 | hour | =GetRate("LAB1",$A9,2) | 1 | =PRODUCT(C9*E9,F9) | =G9
B | DrainEquip | Drainage Excavation and Compacting Equip | 0.23333 | hour | =GetRate("RES1",$A10,2) | 1 | =PRODUCT(C10*E10,F10) | =G10
B |  | Margin | =GetValue("Builders margin",3) | % | =SubTotal(G1:G10) | 1 | =PRODUCT(C11*E11,F11) | =G11
B |  | Excavator is for handling bedding etc, at same time allowance as labourer. Trenching per se is separate.
I | T29.18.019 | 300mm wide | T29.18_DRA_ChannelDrains | m
B | 4410 | Precast Half Round Channel PCC300.1500 PRECAST HALF ROUND CHANNEL | 1 | each | =GetRate("DRA",$A1,2) | 0.66667 | =PRODUCT(C1*E1,F1) | =G1
B |  | Discount | =GetValue("Discount 30%",3) | % | =SubTotal(G1:G1) | 1 | =PRODUCT(C2*E2,F2) | =G2
B |  | Waste and Fixings | =GetValue("Waste 7.5%",3) | % | =SubTotal(G1:G2) | 1 | =PRODUCT(C3*E3,F3) | =G3
B |  | freight | 0.05 | % | =SubTotal(G1:G3) | 1 | =PRODUCT(C4*E4,F4) | =G4
B | BEDP | Pipe Bedding 7mm | 0.09 | m3 | =GetRate("GEN1",$A5,2) | 1 | =PRODUCT(C5*E5,F5) | =G5
B |  | Discount | =GetValue("Discount 10%",3) | % | =SubTotal(G5:G5) | 1 | =PRODUCT(C6*E6,F6) | =G6
B |  | Waste and Fixings | =GetValue("Waste 12.5%",3) | % | =SubTotal(G5:G6) | 1 | =PRODUCT(C7*E7,F7) | =G7
B | Drainer | Drainlayer | 0.7 | hour | =GetRate("LAB1",$A8,2) | 1 | =PRODUCT(C8*E8,F8) | =G8
B | DrainLab | Drainlayers Labourer | 0.23333 | hour | =GetRate("LAB1",$A9,2) | 1 | =PRODUCT(C9*E9,F9) | =G9
B | DrainEquip | Drainage Excavation and Compacting Equip | 0.23333 | hour | =GetRate("RES1",$A10,2) | 1 | =PRODUCT(C10*E10,F10) | =G10
B |  | Margin | =GetValue("Builders margin",3) | % | =SubTotal(G1:G10) | 1 | =PRODUCT(C11*E11,F11) | =G11
B |  | Excavator is for handling bedding etc, at same time allowance as labourer. Trenching per se is separate.
I | T29.18.022 | 375mm wide | T29.18_DRA_ChannelDrains | m
B | 4412 | Precast Half Round Channel PCC375.1500 PRECAST HALF ROUND CHANNEL | 1 | each | =GetRate("DRA",$A1,2) | 0.66667 | =PRODUCT(C1*E1,F1) | =G1
B |  | Discount | =GetValue("Discount 30%",3) | % | =SubTotal(G1:G1) | 1 | =PRODUCT(C2*E2,F2) | =G2
B |  | Waste and Fixings | =GetValue("Waste 7.5%",3) | % | =SubTotal(G1:G2) | 1 | =PRODUCT(C3*E3,F3) | =G3
B |  | freight | 0.05 | % | =SubTotal(G1:G3) | 1 | =PRODUCT(C4*E4,F4) | =G4
B | BEDP | Pipe Bedding 7mm | 0.08 | m3 | =GetRate("GEN1",$A5,2) | 1 | =PRODUCT(C5*E5,F5) | =G5
B |  | Discount | =GetValue("Discount 10%",3) | % | =SubTotal(G5:G5) | 1 | =PRODUCT(C6*E6,F6) | =G6
B |  | Waste and Fixings | =GetValue("Waste 12.5%",3) | % | =SubTotal(G5:G6) | 1 | =PRODUCT(C7*E7,F7) | =G7
B | Drainer | Drainlayer | 0.8 | hour | =GetRate("LAB1",$A8,2) | 1 | =PRODUCT(C8*E8,F8) | =G8
B | DrainLab | Drainlayers Labourer | 0.26667 | hour | =GetRate("LAB1",$A9,2) | 1 | =PRODUCT(C9*E9,F9) | =G9
B | DrainEquip | Drainage Excavation and Compacting Equip | 0.26667 | hour | =GetRate("RES1",$A10,2) | 1 | =PRODUCT(C10*E10,F10) | =G10
B |  | Margin | =GetValue("Builders margin",3) | % | =SubTotal(G1:G10) | 1 | =PRODUCT(C11*E11,F11) | =G11
B |  | Excavator is for handling bedding etc, at same time allowance as labourer. Trenching per se is separate.
I | T29.18.025 | 450mm wide | T29.18_DRA_ChannelDrains | m
B | 4413 | Precast Half Round Channel PCC450.1500 PRECAST HALF ROUND CHANNEL | 1 | each | =GetRate("DRA",$A1,2) | 0.66667 | =PRODUCT(C1*E1,F1) | =G1
B |  | Discount | =GetValue("Discount 30%",3) | % | =SubTotal(G1:G1) | 1 | =PRODUCT(C2*E2,F2) | =G2
B |  | Waste and Fixings | =GetValue("Waste 7.5%",3) | % | =SubTotal(G1:G2) | 1 | =PRODUCT(C3*E3,F3) | =G3
B |  | freight | 0.05 | % | =SubTotal(G1:G3) | 1 | =PRODUCT(C4*E4,F4) | =G4
B | BEDP | Pipe Bedding 7mm | 0.08 | m3 | =GetRate("GEN1",$A5,2) | 1 | =PRODUCT(C5*E5,F5) | =G5
B |  | Discount | =GetValue("Discount 10%",3) | % | =SubTotal(G5:G5) | 1 | =PRODUCT(C6*E6,F6) | =G6
B |  | Waste and Fixings | =GetValue("Waste 12.5%",3) | % | =SubTotal(G5:G6) | 1 | =PRODUCT(C7*E7,F7) | =G7
B | Drainer | Drainlayer | 1 | hour | =GetRate("LAB1",$A8,2) | 1 | =PRODUCT(C8*E8,F8) | =G8
B | DrainLab | Drainlayers Labourer | 0.33333 | hour | =GetRate("LAB1",$A9,2) | 1 | =PRODUCT(C9*E9,F9) | =G9
B | DrainEquip | Drainage Excavation and Compacting Equip | 0.33333 | hour | =GetRate("RES1",$A10,2) | 1 | =PRODUCT(C10*E10,F10) | =G10
B |  | Margin | =GetValue("Builders margin",3) | % | =SubTotal(G1:G10) | 1 | =PRODUCT(C11*E11,F11) | =G11
I | T29.18.028 | <b>Half Round Channel Drain,</b> fibre cement, with galvanised steel grate | T29.18_DRA_ChannelDrains
I | T29.18.031 | Residential use | T29.18_DRA_ChannelDrains
I | T29.18.034 | 75mm nominal width | T29.18_DRA_ChannelDrains | m
B | 75923 | Hyvol - Channel HY75RA CHANNEL 75MM TYPE A | 1 | each | =GetRate("DRA",$A1,2) | 1 | =PRODUCT(C1*E1,F1) | =G1
B |  | Discount | =GetValue("Discount 30%",3) | % | =SubTotal(G1:G1) | 1 | =PRODUCT(C2*E2,F2) | =G2
B |  | Waste and Fixings | =GetValue("Waste 7.5%",3) | % | =SubTotal(G1:G2) | 1 | =PRODUCT(C3*E3,F3) | =G3
B |  | freight | 0.05 | % | =SubTotal(G1:G3) | 1 | =PRODUCT(C4*E4,F4) | =G4
B | 75398 | Hyvol - Grate HY75F GALV GRATE 93MM TYPE A | 1 | each | =GetRate("DRA",$A5,2) | 1 | =PRODUCT(C5*E5,F5) | =G5
B |  | Discount | =GetValue("Discount 10%",3) | % | =SubTotal(G5:G5) | 1 | =PRODUCT(C6*E6,F6) | =G6
B |  | Waste and Fixings | =GetValue("Waste 12.5%",3) | % | =SubTotal(G5:G6) | 1 | =PRODUCT(C7*E7,F7) | =G7
B | PM_25CON_019 | READYMIX STRUCTURAL CONCRETE 20MPA 13MM | 0.07 | mtq | =GetRate("SUP1",$A8,2) | 1 | =PRODUCT(C8*E8,F8) | =G8
B |  | Discount | =GetValue("Discount 10%",3) | % | =SubTotal(G8:G8) | 1 | =PRODUCT(C9*E9,F9) | =G9
B |  | Waste and Fixings | =GetValue("Waste 12.5%",3) | % | =SubTotal(G8:G9) | 1 | =PRODUCT(C10*E10,F10) | =G10
B | Drainer | Drainlayer | 0.6 | hour | =GetRate("LAB1",$A11,2) | 1 | =PRODUCT(C11*E11,F11) | =G11
B | DrainLab | Drainlayers Labourer | 0.2 | hour | =GetRate("LAB1",$A12,2) | 1 | =PRODUCT(C12*E12,F12) | =G12
B | DrainEquip | Drainage Excavation and Compacting Equip | 0.2 | hour | =GetRate("RES1",$A13,2) | 1 | =PRODUCT(C13*E13,F13) | =G13
B |  | Margin | =GetValue("Builders margin",3) | % | =SubTotal(G1:G13) | 1 | =PRODUCT(C14*E14,F14) | =G14
I | T29.18.037 | 100mm nominal width | T29.18_DRA_ChannelDrains | m
B | 75973 | Hyvol - Channel HY110RA CHANNEL 110MM TYPE A | 1 | each | =GetRate("DRA",$A1,2) | 1 | =PRODUCT(C1*E1,F1) | =G1
B |  | Discount | =GetValue("Discount 30%",3) | % | =SubTotal(G1:G1) | 1 | =PRODUCT(C2*E2,F2) | =G2
B |  | Waste and Fixings | =GetValue("Waste 7.5%",3) | % | =SubTotal(G1:G2) | 1 | =PRODUCT(C3*E3,F3) | =G3
B |  | freight | 0.05 | % | =SubTotal(G1:G3) | 1 | =PRODUCT(C4*E4,F4) | =G4
B | 75305 | Hyvol - Grate HY110F GALV GRATE 160MM TYPE A | 1 | each | =GetRate("DRA",$A5,2) | 1 | =PRODUCT(C5*E5,F5) | =G5
B |  | Discount | =GetValue("Discount 10%",3) | % | =SubTotal(G5:G5) | 1 | =PRODUCT(C6*E6,F6) | =G6
B |  | Waste and Fixings | =GetValue("Waste 12.5%",3) | % | =SubTotal(G5:G6) | 1 | =PRODUCT(C7*E7,F7) | =G7
B | PM_25CON_019 | READYMIX STRUCTURAL CONCRETE 20MPA 13MM | 0.1 | mtq | =GetRate("SUP1",$A8,2) | 1 | =PRODUCT(C8*E8,F8) | =G8
B |  | Discount | =GetValue("Discount 10%",3) | % | =SubTotal(G8:G8) | 1 | =PRODUCT(C9*E9,F9) | =G9
B |  | Waste and Fixings | =GetValue("Waste 12.5%",3) | % | =SubTotal(G8:G9) | 1 | =PRODUCT(C10*E10,F10) | =G10
B | Drainer | Drainlayer | 0.7 | hour | =GetRate("LAB1",$A11,2) | 1 | =PRODUCT(C11*E11,F11) | =G11
B | DrainLab | Drainlayers Labourer | 0.23333 | hour | =GetRate("LAB1",$A12,2) | 1 | =PRODUCT(C12*E12,F12) | =G12
B | DrainEquip | Drainage Excavation and Compacting Equip | 0.23333 | hour | =GetRate("RES1",$A13,2) | 1 | =PRODUCT(C13*E13,F13) | =G13
B |  | Margin | =GetValue("Builders margin",3) | % | =SubTotal(G1:G13) | 1 | =PRODUCT(C14*E14,F14) | =G14
I | T29.18.040 | 160mm nominal width | T29.18_DRA_ChannelDrains | m
B | 75982 | Hyvol - Channel HY160RA CHANNEL 160MM TYPE A | 1 | each | =GetRate("DRA",$A1,2) | 1 | =PRODUCT(C1*E1,F1) | =G1
B |  | Discount | =GetValue("Discount 30%",3) | % | =SubTotal(G1:G1) | 1 | =PRODUCT(C2*E2,F2) | =G2
B |  | Waste and Fixings | =GetValue("Waste 7.5%",3) | % | =SubTotal(G1:G2) | 1 | =PRODUCT(C3*E3,F3) | =G3
B |  | freight | 0.05 | % | =SubTotal(G1:G3) | 1 | =PRODUCT(C4*E4,F4) | =G4
B | 75307 | Hyvol - Grate HY160F GALV GRATE 200MM TYPE A | 1 | each | =GetRate("DRA",$A5,2) | 1 | =PRODUCT(C5*E5,F5) | =G5
B |  | Discount | =GetValue("Discount 10%",3) | % | =SubTotal(G5:G5) | 1 | =PRODUCT(C6*E6,F6) | =G6
B |  | Waste and Fixings | =GetValue("Waste 12.5%",3) | % | =SubTotal(G5:G6) | 1 | =PRODUCT(C7*E7,F7) | =G7
B | PM_25CON_019 | READYMIX STRUCTURAL CONCRETE 20MPA 13MM | 0.13 | mtq | =GetRate("SUP1",$A8,2) | 1 | =PRODUCT(C8*E8,F8) | =G8
B |  | Discount | =GetValue("Discount 10%",3) | % | =SubTotal(G8:G8) | 1 | =PRODUCT(C9*E9,F9) | =G9
B |  | Waste and Fixings | =GetValue("Waste 12.5%",3) | % | =SubTotal(G8:G9) | 1 | =PRODUCT(C10*E10,F10) | =G10
B | Drainer | Drainlayer | 0.9 | hour | =GetRate("LAB1",$A11,2) | 1 | =PRODUCT(C11*E11,F11) | =G11
B | DrainLab | Drainlayers Labourer | 0.3 | hour | =GetRate("LAB1",$A12,2) | 1 | =PRODUCT(C12*E12,F12) | =G12
B | DrainEquip | Drainage Excavation and Compacting Equip | 0.3 | hour | =GetRate("RES1",$A13,2) | 1 | =PRODUCT(C13*E13,F13) | =G13
B |  | Margin | =GetValue("Builders margin",3) | % | =SubTotal(G1:G13) | 1 | =PRODUCT(C14*E14,F14) | =G14
I | T29.18.043 | Light commercial use | T29.18_DRA_ChannelDrains
I | T29.18.046 | 100mm nominal width | T29.18_DRA_ChannelDrains | m
B | 75478 | HY110SLA20 SLOT CHANNEL ALUMINIUM | 1 | each | =GetRate("DRA",$A1,2) | 1 | =PRODUCT(C1*E1,F1) | =G1
B |  | Discount | =GetValue("Discount 30%",3) | % | =SubTotal(G1:G1) | 1 | =PRODUCT(C2*E2,F2) | =G2
B |  | Waste and Fixings | =GetValue("Waste 7.5%",3) | % | =SubTotal(G1:G2) | 1 | =PRODUCT(C3*E3,F3) | =G3
B |  | freight | 0.05 | % | =SubTotal(G1:G3) | 1 | =PRODUCT(C4*E4,F4) | =G4
B | 75393 | Hyvol - Grate HY110FH GALV GRATE 160MM TYPE B | 1 | each | =GetRate("DRA",$A5,2) | 1 | =PRODUCT(C5*E5,F5) | =G5
B |  | Discount | =GetValue("Discount 10%",3) | % | =SubTotal(G5:G5) | 1 | =PRODUCT(C6*E6,F6) | =G6
B |  | Waste and Fixings | =GetValue("Waste 12.5%",3) | % | =SubTotal(G5:G6) | 1 | =PRODUCT(C7*E7,F7) | =G7
B | PM_25CON_019 | READYMIX STRUCTURAL CONCRETE 20MPA 13MM | 0.11 | mtq | =GetRate("SUP1",$A8,2) | 1 | =PRODUCT(C8*E8,F8) | =G8
B |  | Discount | =GetValue("Discount 10%",3) | % | =SubTotal(G8:G8) | 1 | =PRODUCT(C9*E9,F9) | =G9
B |  | Waste and Fixings | =GetValue("Waste 12.5%",3) | % | =SubTotal(G8:G9) | 1 | =PRODUCT(C10*E10,F10) | =G10
B | Drainer | Drainlayer | 0.7 | hour | =GetRate("LAB1",$A11,2) | 1 | =PRODUCT(C11*E11,F11) | =G11
B | DrainLab | Drainlayers Labourer | 0.23333 | hour | =GetRate("LAB1",$A12,2) | 1 | =PRODUCT(C12*E12,F12) | =G12
B | DrainEquip | Drainage Excavation and Compacting Equip | 0.23333 | hour | =GetRate("RES1",$A13,2) | 1 | =PRODUCT(C13*E13,F13) | =G13
B |  | Margin | =GetValue("Builders margin",3) | % | =SubTotal(G1:G13) | 1 | =PRODUCT(C14*E14,F14) | =G14
I | T29.18.049 | 160mm nominal width | T29.18_DRA_ChannelDrains | m
B | 75918 | Hyvol - Channel HY160RB CHANNEL 160MM TYPE B | 1 | each | =GetRate("DRA",$A1,2) | 1 | =PRODUCT(C1*E1,F1) | =G1
B |  | Discount | =GetValue("Discount 30%",3) | % | =SubTotal(G1:G1) | 1 | =PRODUCT(C2*E2,F2) | =G2
B |  | Waste and Fixings | =GetValue("Waste 7.5%",3) | % | =SubTotal(G1:G2) | 1 | =PRODUCT(C3*E3,F3) | =G3
B |  | freight | 0.05 | % | =SubTotal(G1:G3) | 1 | =PRODUCT(C4*E4,F4) | =G4
B | 75921 | Hyvol - Grate HY160FH GALV GRATE 200MM TYPE B | 1 | each | =GetRate("DRA",$A5,2) | 1 | =PRODUCT(C5*E5,F5) | =G5
B |  | Discount | =GetValue("Discount 10%",3) | % | =SubTotal(G5:G5) | 1 | =PRODUCT(C6*E6,F6) | =G6
B |  | Waste and Fixings | =GetValue("Waste 12.5%",3) | % | =SubTotal(G5:G6) | 1 | =PRODUCT(C7*E7,F7) | =G7
B | PM_25CON_019 | READYMIX STRUCTURAL CONCRETE 20MPA 13MM | 0.13 | mtq | =GetRate("SUP1",$A8,2) | 1 | =PRODUCT(C8*E8,F8) | =G8
B |  | Discount | =GetValue("Discount 10%",3) | % | =SubTotal(G8:G8) | 1 | =PRODUCT(C9*E9,F9) | =G9
B |  | Waste and Fixings | =GetValue("Waste 12.5%",3) | % | =SubTotal(G8:G9) | 1 | =PRODUCT(C10*E10,F10) | =G10
B | Drainer | Drainlayer | 0.9 | hour | =GetRate("LAB1",$A11,2) | 1 | =PRODUCT(C11*E11,F11) | =G11
B | DrainLab | Drainlayers Labourer | 0.3 | hour | =GetRate("LAB1",$A12,2) | 1 | =PRODUCT(C12*E12,F12) | =G12
B | DrainEquip | Drainage Excavation and Compacting Equip | 0.3 | hour | =GetRate("RES1",$A13,2) | 1 | =PRODUCT(C13*E13,F13) | =G13
B |  | Margin | =GetValue("Builders margin",3) | % | =SubTotal(G1:G13) | 1 | =PRODUCT(C14*E14,F14) | =G14
I | T29.18.052 | Heavy transport use | T29.18_DRA_ChannelDrains
I | T29.18.055 | 100mm nominal width | T29.18_DRA_ChannelDrains | m
B | 75965 | Hyvol - Channel HY110RF CHANNEL 110MM TYPE C | 1 | each | =GetRate("DRA",$A1,2) | 1 | =PRODUCT(C1*E1,F1) | =G1
B |  | Discount | =GetValue("Discount 30%",3) | % | =SubTotal(G1:G1) | 1 | =PRODUCT(C2*E2,F2) | =G2
B |  | Waste and Fixings | =GetValue("Waste 7.5%",3) | % | =SubTotal(G1:G2) | 1 | =PRODUCT(C3*E3,F3) | =G3
B |  | freight | 0.05 | % | =SubTotal(G1:G3) | 1 | =PRODUCT(C4*E4,F4) | =G4
B | 75966 | Hyvol - Grate HY110DF GALV GRATE 210MM TYPE C | 1 | each | =GetRate("DRA",$A5,2) | 1 | =PRODUCT(C5*E5,F5) | =G5
B |  | Discount | =GetValue("Discount 10%",3) | % | =SubTotal(G5:G5) | 1 | =PRODUCT(C6*E6,F6) | =G6
B |  | Waste and Fixings | =GetValue("Waste 12.5%",3) | % | =SubTotal(G5:G6) | 1 | =PRODUCT(C7*E7,F7) | =G7
B | PM_25CON_019 | READYMIX STRUCTURAL CONCRETE 20MPA 13MM | 0.11 | mtq | =GetRate("SUP1",$A8,2) | 1 | =PRODUCT(C8*E8,F8) | =G8
B |  | Discount | =GetValue("Discount 10%",3) | % | =SubTotal(G8:G8) | 1 | =PRODUCT(C9*E9,F9) | =G9
B |  | Waste and Fixings | =GetValue("Waste 12.5%",3) | % | =SubTotal(G8:G9) | 1 | =PRODUCT(C10*E10,F10) | =G10
B | Drainer | Drainlayer | 1 | hour | =GetRate("LAB1",$A11,2) | 1 | =PRODUCT(C11*E11,F11) | =G11
B | DrainLab | Drainlayers Labourer | 0.33333 | hour | =GetRate("LAB1",$A12,2) | 1 | =PRODUCT(C12*E12,F12) | =G12
B | DrainEquip | Drainage Excavation and Compacting Equip | 0.33333 | hour | =GetRate("RES1",$A13,2) | 1 | =PRODUCT(C13*E13,F13) | =G13
B |  | Margin | =GetValue("Builders margin",3) | % | =SubTotal(G1:G13) | 1 | =PRODUCT(C14*E14,F14) | =G14
I | T29.18.058 | 160mm nominal width | T29.18_DRA_ChannelDrains | m
B | 75924 | Hyvol - Channel HY160RF CHANNEL 160MM TYPE C | 1 | each | =GetRate("DRA",$A1,2) | 1 | =PRODUCT(C1*E1,F1) | =G1
B |  | Discount | =GetValue("Discount 30%",3) | % | =SubTotal(G1:G1) | 1 | =PRODUCT(C2*E2,F2) | =G2
B |  | Waste and Fixings | =GetValue("Waste 7.5%",3) | % | =SubTotal(G1:G2) | 1 | =PRODUCT(C3*E3,F3) | =G3
B |  | freight | 0.05 | % | =SubTotal(G1:G3) | 1 | =PRODUCT(C4*E4,F4) | =G4
B | 75390 | Hyvol - Grate HY160DF GALV GRATE 250MM TYPE C | 1 | each | =GetRate("DRA",$A5,2) | 1 | =PRODUCT(C5*E5,F5) | =G5
B |  | Discount | =GetValue("Discount 10%",3) | % | =SubTotal(G5:G5) | 1 | =PRODUCT(C6*E6,F6) | =G6
B |  | Waste and Fixings | =GetValue("Waste 12.5%",3) | % | =SubTotal(G5:G6) | 1 | =PRODUCT(C7*E7,F7) | =G7
B | PM_25CON_019 | READYMIX STRUCTURAL CONCRETE 20MPA 13MM | 0.13 | mtq | =GetRate("SUP1",$A8,2) | 1 | =PRODUCT(C8*E8,F8) | =G8
B |  | Discount | =GetValue("Discount 10%",3) | % | =SubTotal(G8:G8) | 1 | =PRODUCT(C9*E9,F9) | =G9
B |  | Waste and Fixings | =GetValue("Waste 12.5%",3) | % | =SubTotal(G8:G9) | 1 | =PRODUCT(C10*E10,F10) | =G10
B | Drainer | Drainlayer | 1.2 | hour | =GetRate("LAB1",$A11,2) | 1 | =PRODUCT(C11*E11,F11) | =G11
B | DrainLab | Drainlayers Labourer | 0.4 | hour | =GetRate("LAB1",$A12,2) | 1 | =PRODUCT(C12*E12,F12) | =G12
B | DrainEquip | Drainage Excavation and Compacting Equip | 0.4 | hour | =GetRate("RES1",$A13,2) | 1 | =PRODUCT(C13*E13,F13) | =G13
B |  | Margin | =GetValue("Builders margin",3) | % | =SubTotal(G1:G13) | 1 | =PRODUCT(C14*E14,F14) | =G14
I | T29.18.061 | Add for construction or contraction joints to adjacent concrete | T29.18_DRA_ChannelDrains
I | T29.19.001 | Wing Walls | T29.19_DRA_WingWalls
I | T29.19.004 | <b>Precast Concrete Wing Walls,</b> including excavation, 200mm of compacted hardfill base and backfill to suit pipe of diameter: | T29.19_DRA_WingWalls
I | T29.19.007 | 150mm–300mm, 990mm wide, 240kg | T29.19_DRA_WingWalls | No
B | 4640 | Concrete Wingwalls WWM150.0300 WINGWALL | 1 | each | =GetRate("DRA",$A1,2) | 1 | =PRODUCT(C1*E1,F1) | =G1
B |  | Discount | =GetValue("Discount 30%",3) | % | =SubTotal(G1:G1) | 1 | =PRODUCT(C2*E2,F2) | =G2
B |  | Waste and Fixings | =GetValue("Waste 7.5%",3) | % | =SubTotal(G1:G2) | 1 | =PRODUCT(C3*E3,F3) | =G3
B |  | freight | 0.05 | % | =SubTotal(G1:G3) | 1 | =PRODUCT(C4*E4,F4) | =G4
B | GAP20 | General All Passing 20 | 0.13068 | m3 | =GetRate("GEN1",$A5,2) | 1 | =PRODUCT(C5*E5,F5) | =G5
B |  | Discount | =GetValue("Discount 10%",3) | % | =SubTotal(G5:G5) | 1 | =PRODUCT(C6*E6,F6) | =G6
B |  | Waste and Fixings | =GetValue("Waste 12.5%",3) | % | =SubTotal(G5:G6) | 1 | =PRODUCT(C7*E7,F7) | =G7
B | GAP20 | General All Passing 20 | 0.043253 | m3 | =GetRate("GEN1",$A8,2) | 1 | =PRODUCT(C8*E8,F8) | =G8
B |  | Discount | =GetValue("Discount 10%",3) | % | =SubTotal(G8:G8) | 1 | =PRODUCT(C9*E9,F9) | =G9
B |  | Waste and Fixings | =GetValue("Waste 12.5%",3) | % | =SubTotal(G8:G9) | 1 | =PRODUCT(C10*E10,F10) | =G10
B | Drainer | Drainlayer | 3 | hour | =GetRate("LAB1",$A11,2) | 1 | =PRODUCT(C11*E11,F11) | =G11
B | DrainLab | Drainlayers Labourer | 1 | hour | =GetRate("LAB1",$A12,2) | 1 | =PRODUCT(C12*E12,F12) | =G12
B | DrainEquip | Drainage Excavation and Compacting Equip | 3 | hour | =GetRate("RES1",$A13,2) | 1 | =PRODUCT(C13*E13,F13) | =G13
B |  | Margin | =GetValue("Builders margin",3) | % | =SubTotal(G1:G13) | 1 | =PRODUCT(C14*E14,F14) | =G14
I | T29.19.010 | 300mm–600mm, 2.3m wide, 650kg | T29.19_DRA_WingWalls | No
B | 4638 | Concrete Wingwalls WWM300.0600 WINGWALL | 1 | each | =GetRate("DRA",$A1,2) | 1 | =PRODUCT(C1*E1,F1) | =G1
B |  | Discount | =GetValue("Discount 30%",3) | % | =SubTotal(G1:G1) | 1 | =PRODUCT(C2*E2,F2) | =G2
B |  | Waste and Fixings | =GetValue("Waste 7.5%",3) | % | =SubTotal(G1:G2) | 1 | =PRODUCT(C3*E3,F3) | =G3
B |  | freight | 0.05 | % | =SubTotal(G1:G3) | 1 | =PRODUCT(C4*E4,F4) | =G4
B | GAP20 | General All Passing 20 | 0.3772 | m3 | =GetRate("GEN1",$A5,2) | 1 | =PRODUCT(C5*E5,F5) | =G5
B |  | Discount | =GetValue("Discount 10%",3) | % | =SubTotal(G5:G5) | 1 | =PRODUCT(C6*E6,F6) | =G6
B |  | Waste and Fixings | =GetValue("Waste 12.5%",3) | % | =SubTotal(G5:G6) | 1 | =PRODUCT(C7*E7,F7) | =G7
B | GAP20 | General All Passing 20 | 0.10948 | m3 | =GetRate("GEN1",$A8,2) | 1 | =PRODUCT(C8*E8,F8) | =G8
B |  | Discount | =GetValue("Discount 10%",3) | % | =SubTotal(G8:G8) | 1 | =PRODUCT(C9*E9,F9) | =G9
B |  | Waste and Fixings | =GetValue("Waste 12.5%",3) | % | =SubTotal(G8:G9) | 1 | =PRODUCT(C10*E10,F10) | =G10
B | Drainer | Drainlayer | 5 | hour | =GetRate("LAB1",$A11,2) | 1 | =PRODUCT(C11*E11,F11) | =G11
B | DrainLab | Drainlayers Labourer | 1.6667 | hour | =GetRate("LAB1",$A12,2) | 1 | =PRODUCT(C12*E12,F12) | =G12
B | DrainEquip | Drainage Excavation and Compacting Equip | 5 | hour | =GetRate("RES1",$A13,2) | 1 | =PRODUCT(C13*E13,F13) | =G13
B |  | Margin | =GetValue("Builders margin",3) | % | =SubTotal(G1:G13) | 1 | =PRODUCT(C14*E14,F14) | =G14
I | T29.19.013 | 600mm–900mm, 3.3m wide, 2100kg | T29.19_DRA_WingWalls | No
B | 4639 | Concrete Wingwalls WWM600.0900 WINGWALL | 1 | each | =GetRate("DRA",$A1,2) | 1 | =PRODUCT(C1*E1,F1) | =G1
B |  | Discount | =GetValue("Discount 30%",3) | % | =SubTotal(G1:G1) | 1 | =PRODUCT(C2*E2,F2) | =G2
B |  | Waste and Fixings | =GetValue("Waste 7.5%",3) | % | =SubTotal(G1:G2) | 1 | =PRODUCT(C3*E3,F3) | =G3
B |  | freight | 0.05 | % | =SubTotal(G1:G3) | 1 | =PRODUCT(C4*E4,F4) | =G4
B | GAP20 | General All Passing 20 | 0.737 | m3 | =GetRate("GEN1",$A5,2) | 1 | =PRODUCT(C5*E5,F5) | =G5
B |  | Discount | =GetValue("Discount 10%",3) | % | =SubTotal(G5:G5) | 1 | =PRODUCT(C6*E6,F6) | =G6
B |  | Waste and Fixings | =GetValue("Waste 12.5%",3) | % | =SubTotal(G5:G6) | 1 | =PRODUCT(C7*E7,F7) | =G7
B | GAP20 | General All Passing 20 | 0.25125 | m3 | =GetRate("GEN1",$A8,2) | 1 | =PRODUCT(C8*E8,F8) | =G8
B |  | Discount | =GetValue("Discount 10%",3) | % | =SubTotal(G8:G8) | 1 | =PRODUCT(C9*E9,F9) | =G9
B |  | Waste and Fixings | =GetValue("Waste 12.5%",3) | % | =SubTotal(G8:G9) | 1 | =PRODUCT(C10*E10,F10) | =G10
B | Drainer | Drainlayer | 6 | hour | =GetRate("LAB1",$A11,2) | 1 | =PRODUCT(C11*E11,F11) | =G11
B | DrainLab | Drainlayers Labourer | 2 | hour | =GetRate("LAB1",$A12,2) | 1 | =PRODUCT(C12*E12,F12) | =G12
B | DrainEquip | Drainage Excavation and Compacting Equip | 6 | hour | =GetRate("RES1",$A13,2) | 1 | =PRODUCT(C13*E13,F13) | =G13
B |  | Margin | =GetValue("Builders margin",3) | % | =SubTotal(G1:G13) | 1 | =PRODUCT(C14*E14,F14) | =G14
I | T29.19.016 | 1200mm–1350mm, 4.1m wide, 5300kg | T29.19_DRA_WingWalls | No
B | 5537 | Concrete Wingwalls WWM1200.1350 WINGWALL ONE PIECE | 1 | each | =GetRate("DRA",$A1,2) | 1 | =PRODUCT(C1*E1,F1) | =G1
B |  | Discount | =GetValue("Discount 30%",3) | % | =SubTotal(G1:G1) | 1 | =PRODUCT(C2*E2,F2) | =G2
B |  | Waste and Fixings | =GetValue("Waste 7.5%",3) | % | =SubTotal(G1:G2) | 1 | =PRODUCT(C3*E3,F3) | =G3
B |  | freight | 0.05 | % | =SubTotal(G1:G3) | 1 | =PRODUCT(C4*E4,F4) | =G4
B | GAP20 | General All Passing 20 | 1.804 | m3 | =GetRate("GEN1",$A5,2) | 1 | =PRODUCT(C5*E5,F5) | =G5
B |  | Discount | =GetValue("Discount 10%",3) | % | =SubTotal(G5:G5) | 1 | =PRODUCT(C6*E6,F6) | =G6
B |  | Waste and Fixings | =GetValue("Waste 12.5%",3) | % | =SubTotal(G5:G6) | 1 | =PRODUCT(C7*E7,F7) | =G7
B | GAP20 | General All Passing 20 | 0.39975 | m3 | =GetRate("GEN1",$A8,2) | 1 | =PRODUCT(C8*E8,F8) | =G8
B |  | Discount | =GetValue("Discount 10%",3) | % | =SubTotal(G8:G8) | 1 | =PRODUCT(C9*E9,F9) | =G9
B |  | Waste and Fixings | =GetValue("Waste 12.5%",3) | % | =SubTotal(G8:G9) | 1 | =PRODUCT(C10*E10,F10) | =G10
B | Drainer | Drainlayer | 7 | hour | =GetRate("LAB1",$A11,2) | 1 | =PRODUCT(C11*E11,F11) | =G11
B | DrainLab | Drainlayers Labourer | 2.3333 | hour | =GetRate("LAB1",$A12,2) | 1 | =PRODUCT(C12*E12,F12) | =G12
B | DrainEquip | Drainage Excavation and Compacting Equip | 7 | hour | =GetRate("RES1",$A13,2) | 1 | =PRODUCT(C13*E13,F13) | =G13
B |  | Margin | =GetValue("Builders margin",3) | % | =SubTotal(G1:G13) | 1 | =PRODUCT(C14*E14,F14) | =G14
I | T29.19.019 | 1600mm–1800mm, 4.6m wide, 7700kg | T29.19_DRA_WingWalls | No
B | 5538 | Concrete Wingwalls WWM1600.1800 WINGWALL ONE PIECE | 1 | each | =GetRate("DRA",$A1,2) | 1 | =PRODUCT(C1*E1,F1) | =G1
B |  | Discount | =GetValue("Discount 20%",3) | % | =SubTotal(G1:G1) | 1 | =PRODUCT(C2*E2,F2) | =G2
B |  | Waste and Fixings | =GetValue("Waste 7.5%",3) | % | =SubTotal(G1:G2) | 1 | =PRODUCT(C3*E3,F3) | =G3
B |  | freight | 0.05 | % | =SubTotal(G1:G3) | 1 | =PRODUCT(C4*E4,F4) | =G4
B | GAP20 | General All Passing 20 | 2.024 | m3 | =GetRate("GEN1",$A5,2) | 1 | =PRODUCT(C5*E5,F5) | =G5
B |  | Discount | =GetValue("Discount 10%",3) | % | =SubTotal(G5:G5) | 1 | =PRODUCT(C6*E6,F6) | =G6
B |  | Waste and Fixings | =GetValue("Waste 12.5%",3) | % | =SubTotal(G5:G6) | 1 | =PRODUCT(C7*E7,F7) | =G7
B | GAP20 | General All Passing 20 | 0.4485 | m3 | =GetRate("GEN1",$A8,2) | 1 | =PRODUCT(C8*E8,F8) | =G8
B |  | Discount | =GetValue("Discount 10%",3) | % | =SubTotal(G8:G8) | 1 | =PRODUCT(C9*E9,F9) | =G9
B |  | Waste and Fixings | =GetValue("Waste 12.5%",3) | % | =SubTotal(G8:G9) | 1 | =PRODUCT(C10*E10,F10) | =G10
B | Drainer | Drainlayer | 8 | hour | =GetRate("LAB1",$A11,2) | 1 | =PRODUCT(C11*E11,F11) | =G11
B | DrainLab | Drainlayers Labourer | 2.6667 | hour | =GetRate("LAB1",$A12,2) | 1 | =PRODUCT(C12*E12,F12) | =G12
B | DrainEquip | Drainage Excavation and Compacting Equip | 8 | hour | =GetRate("RES1",$A13,2) | 1 | =PRODUCT(C13*E13,F13) | =G13
B |  | Margin | =GetValue("Builders margin",3) | % | =SubTotal(G1:G13) | 1 | =PRODUCT(C14*E14,F14) | =G14
I | T30.00.001 | Mechanical Services | T30.00_HVAC_Mechanical Services
I | T30.01.001 | Room Air Conditioners (RAC) | T30.01_HVAC_Room Air Conditioners (RAC)
I | T30.01.004 | <b>Specification Notes</b> | T30.01_HVAC_Room Air Conditioners (RAC)
I | T30.01.007 | RAC = Self Contained Reverse Cycle Packaged Type Room Air Conditioner. | T30.01_HVAC_Room Air Conditioners (RAC)
I | T30.01.010 | Manufacturers may state the cooling capacities of RAC units in Watts, BTU/Hr or HP, as a NOMINAL rating (i.e. compressor rating) or a NET rating (the actual room cooling ability of the unit). | T30.01_HVAC_Room Air Conditioners (RAC)
I | T30.01.013 | NOMINAL capacities may have to be de-rated by up to 20% to obtain the actual cooling ability of the unit. | T30.01_HVAC_Room Air Conditioners (RAC)
I | T30.01.016 | RAC units range between 1.5kW (net) and 14kW (net). To obtain full specifications for each unit, consult the manufacturers and suppliers. | T30.01_HVAC_Room Air Conditioners (RAC)
I | T30.01.019 |  | T30.01_HVAC_Room Air Conditioners (RAC)
I | T30.01.022 | <b>Cooling Loads Per Square Metre</b> for typical insulated buildings. | T30.01_HVAC_Room Air Conditioners (RAC)
I | T30.01.025 | Building Type | T30.01_HVAC_Room Air Conditioners (RAC)
I | T30.01.028 |  | T30.01_HVAC_Room Air Conditioners (RAC)
I | T30.01.031 | Domestic | T30.01_HVAC_Room Air Conditioners (RAC)
I | T30.01.034 | Office | T30.01_HVAC_Room Air Conditioners (RAC)
I | T30.01.037 | Shop | T30.01_HVAC_Room Air Conditioners (RAC)
I | T30.01.040 | 1kW = 1000W, 1000 BTU/hr = 293W | T30.01_HVAC_Room Air Conditioners (RAC)
I | T30.01.043 | nom = nominal airflow | T30.01_HVAC_Room Air Conditioners (RAC)
I | T30.01.046 |  | T30.01_HVAC_Room Air Conditioners (RAC)
I | T30.01.049 | <b>Window/Wall Mounted Unit,</b> installed into prepared opening | T30.01_HVAC_Room Air Conditioners (RAC)
I | T30.01.052 | 2.5kW (nom 100 litre/sec) | T30.01_HVAC_Room Air Conditioners (RAC) | No | 1505.2727
I | T30.01.055 | 3.5kW (nom 165 litre/sec) | T30.01_HVAC_Room Air Conditioners (RAC) | No | 1951.2795
I | T30.01.058 | 4.7kW (nom 210 litre/sec) | T30.01_HVAC_Room Air Conditioners (RAC) | No | 2090.6566
I | T30.01.061 | 6.3kW (nom 280 litre/sec) | T30.01_HVAC_Room Air Conditioners (RAC) | No | 2676.0404
I | T30.01.064 | <b>External Unit,</b> fitted to prepared opening | T30.01_HVAC_Room Air Conditioners (RAC)
I | T30.01.067 | 6.5kW (nom 300 litre/sec), wall mounted with internal supply grille | T30.01_HVAC_Room Air Conditioners (RAC) | No | 5742.3367
I | T30.01.070 | <b>Internal Unitary Console Unit,</b> fitted to prepared opening | T30.01_HVAC_Room Air Conditioners (RAC)
I | T30.01.073 | 4.16kW (nom 190 litre/sec), floor mounted with external grille | T30.01_HVAC_Room Air Conditioners (RAC) | No | 5212.7037
I | T30.02.001 | Split System Type Air Conditioners | T30.02_HVAC_Split System Type Air Conditioners
I | T30.02.004 | Rates include installation of internal unit and external condenser unit | T30.02_HVAC_Split System Type Air Conditioners
I | T30.02.007 | <b>Cassette Type Air Handling Unit,</b> non-ducted, flush mounted in ceiling | T30.02_HVAC_Split System Type Air Conditioners
I | T30.02.010 | 5.2 kW (high speed, nom 236 litre/sec) | T30.02_HVAC_Split System Type Air Conditioners | No | 6634.3502
I | T30.02.013 | 7.0 kW (high speed, nom 306 litre/sec) | T30.02_HVAC_Split System Type Air Conditioners | No | 7916.6195
I | T30.02.016 | 9.3 kW (high speed, nom 460 litre/sec) | T30.02_HVAC_Split System Type Air Conditioners | No | 9923.6498
I | T30.02.019 | 12.6 kW (high speed, nom 610 litre/sec) | T30.02_HVAC_Split System Type Air Conditioners | No | 11094.4175
I | T30.02.022 | <b>High Level Unit,</b> non-ducted, wall mounted | T30.02_HVAC_Split System Type Air Conditioners
I | T30.02.025 | 2.6 kW (nom 125 litre/sec) | T30.02_HVAC_Split System Type Air Conditioners | No | 3261.4242
I | T30.02.028 | 3.3 kW (nom 130 litre/sec) | T30.02_HVAC_Split System Type Air Conditioners | No | 3372.9259
I | T30.02.031 | 5.2 kW (nom 227 litre/sec) | T30.02_HVAC_Split System Type Air Conditioners | No | 4292.8148
I | T30.02.034 | <b>Under Ceiling Unit,</b> non-ducted, surface mounted | T30.02_HVAC_Split System Type Air Conditioners
I | T30.02.037 | 4.7 kW | T30.02_HVAC_Split System Type Air Conditioners | No | 6132.5926
I | T30.02.040 | 8.5 kW | T30.02_HVAC_Split System Type Air Conditioners | No | 8474.1279
I | T30.02.043 | 9.9 kW | T30.02_HVAC_Split System Type Air Conditioners | No | 10146.6532
I | T30.02.046 | 13.6 kW | T30.02_HVAC_Split System Type Air Conditioners | No | 11874.9293
I | T30.02.049 | <b>Concealed Air Handling Unit,</b> ducted, in ceiling space, and external condenser unit | T30.02_HVAC_Split System Type Air Conditioners
I | T30.02.052 | 9 kW (nom 472 litre/sec) | T30.02_HVAC_Split System Type Air Conditioners | No | 7526.3636
I | T30.02.055 | 12 kW–2 units (nom 566 litre/sec) | T30.02_HVAC_Split System Type Air Conditioners | No | 14327.9663
I | T30.02.058 | 16 kW (nom 755 litre/sec) | T30.02_HVAC_Split System Type Air Conditioners | No | 10313.9057
I | T30.02.061 | 18 kW–2 units (nom 944 litre/sec) | T30.02_HVAC_Split System Type Air Conditioners | No | 13045.697
I | T30.02.064 | <b>3 Phase Air Handling Unit</b> | T30.02_HVAC_Split System Type Air Conditioners
I | T30.02.067 | 9 kW (nom 472 litre/sec) | T30.02_HVAC_Split System Type Air Conditioners | No | 8864.3838
I | T30.02.070 | 12 kW (nom 566 litre/sec) | T30.02_HVAC_Split System Type Air Conditioners | No | 9644.8956
I | T30.02.073 | 18 kW (nom 944 litre/sec) | T30.02_HVAC_Split System Type Air Conditioners | No | 10536.9091
I | T30.02.076 | <b>Add</b> for | T30.02_HVAC_Split System Type Air Conditioners
I | T30.02.079 | Condensate pipework (from internal unit) | T30.02_HVAC_Split System Type Air Conditioners
I | T30.02.082 | Refrigerant pipework (internal/external unit) pipe run should not exceed 20m, including 10m vertical separation | T30.02_HVAC_Split System Type Air Conditioners
I | T30.02.085 | Ductwork, insulation, pipe penetration and sealing | T30.02_HVAC_Split System Type Air Conditioners
I | T30.02.088 | Prepared condenser unit plinth | T30.02_HVAC_Split System Type Air Conditioners
I | T30.02.091 | Air diffuser, grilles | T30.02_HVAC_Split System Type Air Conditioners
I | T30.02.094 | Electrical connections between inside and outside units | T30.02_HVAC_Split System Type Air Conditioners
I | T30.03.001 | Hydronic Air Conditioning Systems | T30.03_HVAC_Hydronic Air Conditioning Systems
I | T30.03.004 | Rates include water cooled hydronic type air conditioning units but exclude condensing water equipment | T30.03_HVAC_Hydronic Air Conditioning Systems
I | T30.03.007 | Rates include installation and electrical connections, but exclude water piping, ducting, diffusers, grilles, insulation and condensate drain | T30.03_HVAC_Hydronic Air Conditioning Systems
I | T30.03.010 | <b>Hydronic Air Conditioning Units,</b> mounted concealed in ceiling space | T30.03_HVAC_Hydronic Air Conditioning Systems
I | T30.03.013 |  | T30.03_HVAC_Hydronic Air Conditioning Systems
I | T30.03.016 | 5.0 kW (nom 200 litre/sec), outlet size 825mm x 230mm | T30.03_HVAC_Hydronic Air Conditioning Systems | No | 3261.4242
I | T30.03.019 |  | T30.03_HVAC_Hydronic Air Conditioning Systems
I | T30.03.022 | 6.7 kW (nom 300 litre/sec), outlet size 960mm x 230mm | T30.03_HVAC_Hydronic Air Conditioning Systems | No | 3651.6801
I | T30.03.025 |  | T30.03_HVAC_Hydronic Air Conditioning Systems
I | T30.03.028 | 7.5 kW (nom 500 litre/sec), outlet size 1225mm x 230mm | T30.03_HVAC_Hydronic Air Conditioning Systems | No | 3763.1818
I | T30.04.001 | Fan Coil Units | T30.04_HVAC_Fan Coil Units
I | T30.04.004 | Rates include installation but exclude electrical connection and pipework | T30.04_HVAC_Fan Coil Units
I | T30.04.007 | <b>Ceiling Mounted Fan Coil Unit,</b> including filter, electric heater and separate cooling system | T30.04_HVAC_Fan Coil Units
I | T30.04.010 | 6 kW (nom 283 litre/sec) | T30.04_HVAC_Fan Coil Units | No | 1588.899
I | T30.04.013 | 8 kW (nom 378 litre/sec) | T30.04_HVAC_Fan Coil Units | No | 1951.2795
I | T30.04.016 | 17 kW (nom 660 litre/sec) | T30.04_HVAC_Fan Coil Units | No | 2369.4108
I | T30.05.001 | Central Station Air Handling Units | T30.05_HVAC_Central Station Air Handling Units
I | T30.05.004 | Rates include assembly, installation but exclude electrical connections, control gear/pipework. | T30.05_HVAC_Central Station Air Handling Units
I | T30.05.007 | <b>Modular Central Air Handling Units,</b> including fan, motor, heating and cooling coils, and filters in insulated metal casing and frame. | T30.05_HVAC_Central Station Air Handling Units
I | T30.05.010 | 472 litre/sec | T30.05_HVAC_Central Station Air Handling Units | No | 6801.6027
I | T30.05.013 | 566 litre/sec | T30.05_HVAC_Central Station Air Handling Units | No | 7582.1145
I | T30.05.016 | 755 litre/sec | T30.05_HVAC_Central Station Air Handling Units | No | 9143.138
I | T30.05.019 | 944 litre/sec | T30.05_HVAC_Central Station Air Handling Units | No | 10759.9125
I | T30.06.001 | Fans: Centrifugal | T30.06_HVAC_Fans: Centrifugal
I | T30.06.004 | Rates include standard prime paint finish, inlet guards, mounting frame, motor, drive gear, anti-vibration mounts and installation, but exclude electrical connections and controls. | T30.06_HVAC_Fans: Centrifugal
I | T30.06.007 | <b>SWSI: Single Width Single Inlet Fan,</b> 3 phase 415v | T30.06_HVAC_Fans: Centrifugal
I | T30.06.010 | Range for this group, do not print this line | T30.06_HVAC_Fans: Centrifugal |  | 2230.0337
I | T30.06.013 | 2,300 litre/sec @ 500 Pa, 2.2 kW, 560mm diameter inlet, 540mm x 405mm outlet | T30.06_HVAC_Fans: Centrifugal | No | 8306.8754
I | T30.06.016 | 5,000 litre/sec @ 750 Pa, 7.5 kW, 830mm diameter inlet, 805mm x 600mm outlet | T30.06_HVAC_Fans: Centrifugal | No | 10425.4074
I | T30.06.019 | 9,000 litre/sec @ 900 Pa, 15 kW, 1205mm diameter inlet, 1080mm x 820mm outlet | T30.06_HVAC_Fans: Centrifugal | No | 15387.2323
I | T30.06.022 | <b>DWDI: Double Width Double Inlet Fan,</b> 3 phase 415v | T30.06_HVAC_Fans: Centrifugal
I | T30.06.025 | Range for this group, do not print this line | T30.06_HVAC_Fans: Centrifugal
I | T30.06.028 | 10,000 litre/sec @ 1000 Pa, 18.5 kW, 830mm diameter inlet, 805mm x 1200mm outlet | T30.06_HVAC_Fans: Centrifugal | No | 19512.7946
I | T30.06.031 | 15,000 litre/sec @ 1250 Pa, 37 kW, 1000mm diameter inlet, 980mm x 1470mm outlet | T30.06_HVAC_Fans: Centrifugal | No | 25645.3872
I | T30.06.034 | 20,000 litre/sec @ 1500 Pa, 55 kW, 1205mm diameter inlet, 1080mm x 1590mm outlet | T30.06_HVAC_Fans: Centrifugal | No | 33450.505
I | T30.07.001 | Fans–Axial Flow | T30.07_HVAC_Fans–Axial Flow
I | T30.07.004 | <b>Long Cased Axial Flow Fan,</b> includes mounting feet, vibration isolators | T30.07_HVAC_Fans–Axial Flow
I | T30.07.007 | Range for this group, do not print this line | T30.07_HVAC_Fans–Axial Flow
I | T30.07.010 | 315mm diameter, 500 litre/sec @ 40Pa | T30.07_HVAC_Fans–Axial Flow | No | 2341.5354
I | T30.07.013 | 500mm diameter, 1,500 litre/sec @ 100Pa | T30.07_HVAC_Fans–Axial Flow | No | 2787.5421
I | T30.07.016 | 630mm diameter, 4,000 litre/sec @ 200Pa | T30.07_HVAC_Fans–Axial Flow | No | 3791.0572
I | T30.07.019 | 710mm diameter, 6,000 litre/sec @ 300Pa | T30.07_HVAC_Fans–Axial Flow | No | 4460.0673
I | T30.07.022 | 800mm diameter, 8,000 litre/sec @ 350Pa | T30.07_HVAC_Fans–Axial Flow | No | 5575.0842
I | T30.07.025 | 1000mm diameter, 10,000 litre/sec @ 400Pa | T30.07_HVAC_Fans–Axial Flow | No | 8474.1279
I | T30.08.001 | Air Filters | T30.08_HVAC_Air Filters
I | T30.08.004 | Rates are based on standard size, fixed panel modules and include frame, media and installation. | T30.08_HVAC_Air Filters
I | T30.08.007 | Capacities are based on nominal clear resistance and efficiency generally applied to ASHRAE. | T30.08_HVAC_Air Filters
I | T30.08.010 | Filter banks are formed to obtain the required air flow ability by fitting together groups of filter modules. | T30.08_HVAC_Air Filters
I | T30.08.013 | Replacement media to disposable filters form approximately 50% of the initial filter cost | T30.08_HVAC_Air Filters
I | T30.08.016 | <b>Grease Filters</b> | T30.08_HVAC_Air Filters
I | T30.08.019 | 500mm x 500mm x 50mm, 450 litre/sec | T30.08_HVAC_Air Filters | No | 312.2047
I | T30.08.022 | 600mm x 600mm x 50mm, 830 litre/sec | T30.08_HVAC_Air Filters | No | 379.1057
I | T30.08.025 | <b>Dry Arrestance Filters</b> | T30.08_HVAC_Air Filters
I | T30.08.028 | Meshed Panel washable type, 25mm thick, 58% efficient | T30.08_HVAC_Air Filters
I | T30.08.031 | 500mm x 500mm, 290 litre/sec @ 30 Pa | T30.08_HVAC_Air Filters | No | 156.1024
I | T30.08.034 | 600mm x 600mm, 560 litre/sec @ 30 Pa | T30.08_HVAC_Air Filters | No | 169.4826
I | T30.08.037 | Layer Vee form washable type, 25mm thick, 95% efficient | T30.08_HVAC_Air Filters
I | T30.08.040 | 500mm x 500mm, 290 litre/sec @ 54 Pa | T30.08_HVAC_Air Filters | No | 169.4826
I | T30.08.043 | 600mm x 600mm, 560 litre/sec @ 54 Pa | T30.08_HVAC_Air Filters | No | 182.8628
I | T30.08.046 | Four Peak deep bed washable/disposable type, 381mm deep, 73%–97% efficient | T30.08_HVAC_Air Filters
I | T30.08.049 | 600mm x 300mm, 500 litre/sec @ 27–62Pa | T30.08_HVAC_Air Filters | No | 273.1791
I | T30.08.052 | 600mm x 600mm, 940 litre/sec @ 27–62Pa | T30.08_HVAC_Air Filters | No | 301.0545
I | T30.08.055 | <b>Add</b> extra for support frame to banks of filters | T30.08_HVAC_Air Filters
I | T30.09.001 | Water Chillers | T30.09_HVAC_Water Chillers
I | T30.09.004 | Rates include installation, but exclude electrical connections, control gear or pipework | T30.09_HVAC_Water Chillers
I | T30.09.007 | <b>Reciprocating Type,</b> weather-proofed self-contained package unit | T30.09_HVAC_Water Chillers
I | T30.09.010 | Air cooled | T30.09_HVAC_Water Chillers
I | T30.09.013 | 120 kW (35 tonne) | T30.09_HVAC_Water Chillers | No | 71918.5858
I | T30.09.016 | 160 kW (45 tonne) | T30.09_HVAC_Water Chillers | No | 83626.2626
I | T30.09.019 | 210 kW (60 tonne) | T30.09_HVAC_Water Chillers | No | 96448.9562
I | T30.09.022 | 260 kW (75 tonne) | T30.09_HVAC_Water Chillers | No | 105369.0909
I | T30.09.025 | 350 kW (100 tonne) | T30.09_HVAC_Water Chillers | No | 149412.2559
I | T30.09.028 | Water cooled, excluding cooling tower | T30.09_HVAC_Water Chillers
I | T30.09.031 | 160 kW (45 tonne) | T30.09_HVAC_Water Chillers | No | 80838.7205
I | T30.09.034 | 210 kW (60 tonne) | T30.09_HVAC_Water Chillers | No | 99236.4983
I | T30.09.037 | 260 kW (75 tonne) | T30.09_HVAC_Water Chillers | No | 101466.532
I | T30.09.040 | 350 kW (100 tonne) | T30.09_HVAC_Water Chillers | No | 129341.9528
I | T30.09.043 | 440 kW (125 tonne) | T30.09_HVAC_Water Chillers | No | 142722.1548
I | T30.09.046 | 400 kW (150 tonne) | T30.09_HVAC_Water Chillers | No | 156102.3569
I | T30.09.049 | 600 kW (175 tonne) | T30.09_HVAC_Water Chillers | No | 202933.0639
I | T30.09.052 | 700 kW (200 tonne) | T30.09_HVAC_Water Chillers | No | 220773.3333
I | T30.09.055 | <b>Centrifugal Type,</b> water cooled hermetic, one stage centrifugal, gear driven unit | T30.09_HVAC_Water Chillers
I | T30.09.058 | 500 kW (150 tonne) | T30.09_HVAC_Water Chillers | No | 227463.4343
I | T30.09.061 | 880 kW (250 tonne) | T30.09_HVAC_Water Chillers | No | 318894.8147
I | T30.09.064 | 1400 kW (400 tonne) | T30.09_HVAC_Water Chillers | No | 376875.6901
I | T30.10.001 | Cooling Towers | T30.10_HVAC_Cooling Towers
I | T30.10.004 | Rates include assembly and installation but exclude electrical connections, control gear or pipework | T30.10_HVAC_Cooling Towers
I | T30.10.007 | Flows are based on | T30.10_HVAC_Cooling Towers
I | T30.10.010 | Water On @ 35°C | T30.10_HVAC_Cooling Towers
I | T30.10.013 | Water Off @ 29°C | T30.10_HVAC_Cooling Towers
I | T30.10.016 | Ambient Wet Bulb @ 20°C | T30.10_HVAC_Cooling Towers
I | T30.10.019 | <b>Bottle Shaped Cooling Tower,</b> fibreglass, mounted on roof | T30.10_HVAC_Cooling Towers
I | T30.10.022 | 500 litre/sec (40 tonnes of A/C) | T30.10_HVAC_Cooling Towers | No | 18899.5353
I | T30.10.025 | 1000 litre/sec (80 tonnes of A/C) | T30.10_HVAC_Cooling Towers | No | 22133.0842
I | T30.10.028 | 2000 litre/sec (160 tonnes of A/C) | T30.10_HVAC_Cooling Towers | No | 25422.3838
I | T30.11.001 | Cooling and Heating Coils | T30.11_HVAC_Cooling and Heating Coils
I | T30.11.004 | All coils of aluminium fin and copper tube construction with 472 fins/m | T30.11_HVAC_Cooling and Heating Coils
I | T30.11.007 | Rates include installation and connection to pipework | T30.11_HVAC_Cooling and Heating Coils
I | T30.11.010 | <b>Hot Water Type</b> | T30.11_HVAC_Cooling and Heating Coils
I | T30.11.013 | 450mm x 1500mm (1 row) | T30.11_HVAC_Cooling and Heating Coils | No | 1756.1515
I | T30.11.016 | 800mm x 2000mm (1 row) | T30.11_HVAC_Cooling and Heating Coils | No | 2536.6633
I | T30.11.019 | 450mm x 1500mm (2 row) | T30.11_HVAC_Cooling and Heating Coils | No | 2285.7845
I | T30.11.022 | 800mm x 2000mm (2 row) | T30.11_HVAC_Cooling and Heating Coils | No | 3177.798
I | T30.11.025 | <b>Steam Type</b> | T30.11_HVAC_Cooling and Heating Coils
I | T30.11.028 | 450mm x 1500mm (1 row) | T30.11_HVAC_Cooling and Heating Coils | No | 2397.2862
I | T30.11.031 | 800mm x 2000mm (1 row) | T30.11_HVAC_Cooling and Heating Coils | No | 3066.2963
I | T30.11.034 | 450mm x 1500mm (2 row) | T30.11_HVAC_Cooling and Heating Coils | No | 2787.5421
I | T30.11.037 | 800mm x 2000mm (2 row) | T30.11_HVAC_Cooling and Heating Coils | No | 3707.431
I | T30.11.040 | <b>Chilled Water Type</b> | T30.11_HVAC_Cooling and Heating Coils
I | T30.11.043 | 800mm x 2000mm (4 row) | T30.11_HVAC_Cooling and Heating Coils | No | 4627.3199
I | T30.11.046 | 1200mm x 3000mm (4 row) | T30.11_HVAC_Cooling and Heating Coils | No | 6299.8451
I | T30.11.049 | 800mm x 2000mm (6 row) | T30.11_HVAC_Cooling and Heating Coils | No | 6076.8417
I | T30.11.052 | 1200mm x 3000mm (6 row) | T30.11_HVAC_Cooling and Heating Coils | No | 7860.8687
I | T30.11.055 | <b>Refrigerant Type</b> | T30.11_HVAC_Cooling and Heating Coils
I | T30.11.058 | 800mm x 2000mm (4 row) | T30.11_HVAC_Cooling and Heating Coils | No | 5407.8316
I | T30.11.061 | 1200mm x 3000mm (4 row) | T30.11_HVAC_Cooling and Heating Coils | No | 7247.6094
I | T30.11.064 | 800mm x 2000mm (6 row) | T30.11_HVAC_Cooling and Heating Coils | No | 6968.8552
I | T30.11.067 | 1200mm x 3000mm (6 row) | T30.11_HVAC_Cooling and Heating Coils | No | 8641.3805
I | T30.12.001 | Radiators | T30.12_HVAC_Radiators
I | T30.12.004 | Complete with wall mounting brackets, standard finish, lockshield and thermostatic valve | T30.12_HVAC_Radiators
I | T30.12.007 | Wattages quoted are nominal | T30.12_HVAC_Radiators
I | T30.12.010 | <b>Radiator,</b> aluminium, Delonghi Plus | T30.12_HVAC_Radiators
I | T30.12.013 | 430mm X 320mm, 397W | T30.12_HVAC_Radiators | No
B | RAD430320 | Plus Aluminium Radiator 430X320 397W | 1 | ea | =GetRate("PLU",$A1,2) | 1 | =PRODUCT(C1*E1,F1) | =G1
B |  | Discount - trade price | =GetValue("Discount 10%",2) | % | =SubTotal(G1:G1) | 1 | =PRODUCT(C2*E2,F2) | =G2
B |  | Waste and Fixings | =GetValue("Waste 2.5%",3) | % | =SubTotal(G1:G2) | 1 | =PRODUCT(C3*E3,F3) | =G3
B | DANTRV | DANTRV Thermo Radiator Head | 1 | ea | =GetRate("PLU",$A4,2) | 1 | =PRODUCT(C4*E4,F4) | =G4
B |  | Discount - trade price | =GetValue("Discount 10%",2) | % | =SubTotal(G4:G4) | 1 | =PRODUCT(C5*E5,F5) | =G5
B |  | Waste and Fixings | =GetValue("Waste 2.5%",3) | % | =SubTotal(G4:G5) | 1 | =PRODUCT(C6*E6,F6) | =G6
B | RADBKT350 | Aluminium Radiator Wall Bracket 350mm GBA , pack of 2 | 2 | ea | =GetRate("PLU",$A7,2) | 1 | =PRODUCT(C7*E7,F7) | =G7
B |  | Discount - trade price | =GetValue("Discount 10%",2) | % | =SubTotal(G7:G7) | 1 | =PRODUCT(C8*E8,F8) | =G8
B |  | Waste and Fixings | =GetValue("Waste 2.5%",3) | % | =SubTotal(G7:G8) | 1 | =PRODUCT(C9*E9,F9) | =G9
B | RADBVK | Aluminium Radiator Bung & Vent Kit 1/2in | 1 | ea | =GetRate("PLU",$A10,2) | 1 | =PRODUCT(C10*E10,F10) | =G10
B |  | Discount - trade price | =GetValue("Discount 10%",2) | % | =SubTotal(G10:G10) | 1 | =PRODUCT(C11*E11,F11) | =G11
B |  | Waste and Fixings | =GetValue("Waste 2.5%",3) | % | =SubTotal(G10:G11) | 1 | =PRODUCT(C12*E12,F12) | =G12
B | Plumber | Plumber | 1.75 | hrs | =GetRate("LAB1",$A13,2) | 1 | =PRODUCT(C13*E13,F13) | =G13
B |  | Margin | =GetValue("Builders margin",3) | % | =SubTotal(G1:G13) | 1 | =PRODUCT(C14*E14,F14) | =G14
I | T30.12.014 | 430mm X 480mm, 596W | T30.12_HVAC_Radiators | No
B | RAD430480 | Plus Aluminium Radiator 430X480 596W | 1 | ea | =GetRate("PLU",$A1,2) | 1 | =PRODUCT(C1*E1,F1) | =G1
B |  | Discount - trade price | =GetValue("Discount 10%",2) | % | =SubTotal(G1:G1) | 1 | =PRODUCT(C2*E2,F2) | =G2
B |  | Waste and Fixings | =GetValue("Waste 2.5%",3) | % | =SubTotal(G1:G2) | 1 | =PRODUCT(C3*E3,F3) | =G3
B | DANTRV | DANTRV Thermo Radiator Head | 1 | ea | =GetRate("PLU",$A4,2) | 1 | =PRODUCT(C4*E4,F4) | =G4
B |  | Discount - trade price | =GetValue("Discount 10%",2) | % | =SubTotal(G4:G4) | 1 | =PRODUCT(C5*E5,F5) | =G5
B |  | Waste and Fixings | =GetValue("Waste 2.5%",3) | % | =SubTotal(G4:G5) | 1 | =PRODUCT(C6*E6,F6) | =G6
B | RADBKT350 | Aluminium Radiator Wall Bracket 350mm GBA , pack of 2 | 2 | ea | =GetRate("PLU",$A7,2) | 1 | =PRODUCT(C7*E7,F7) | =G7
B |  | Discount - trade price | =GetValue("Discount 10%",2) | % | =SubTotal(G7:G7) | 1 | =PRODUCT(C8*E8,F8) | =G8
B |  | Waste and Fixings | =GetValue("Waste 2.5%",3) | % | =SubTotal(G7:G8) | 1 | =PRODUCT(C9*E9,F9) | =G9
B | RADBVK | Aluminium Radiator Bung & Vent Kit 1/2in | 1 | ea | =GetRate("PLU",$A10,2) | 1 | =PRODUCT(C10*E10,F10) | =G10
B |  | Discount - trade price | =GetValue("Discount 10%",2) | % | =SubTotal(G10:G10) | 1 | =PRODUCT(C11*E11,F11) | =G11
B |  | Waste and Fixings | =GetValue("Waste 2.5%",3) | % | =SubTotal(G10:G11) | 1 | =PRODUCT(C12*E12,F12) | =G12
B | Plumber | Plumber | 1.75 | hrs | =GetRate("LAB1",$A13,2) | 1 | =PRODUCT(C13*E13,F13) | =G13
B |  | Margin | =GetValue("Builders margin",3) | % | =SubTotal(G1:G13) | 1 | =PRODUCT(C14*E14,F14) | =G14
I | T30.12.015 | 430mm x 640mm, 795 Watt | T30.12_HVAC_Radiators | No
B | RAD430640 | Plus Aluminium Radiator 430X640 795W | 1 | ea | =GetRate("PLU",$A1,2) | 1 | =PRODUCT(C1*E1,F1) | =G1
B |  | Discount - trade price | =GetValue("Discount 10%",2) | % | =SubTotal(G1:G1) | 1 | =PRODUCT(C2*E2,F2) | =G2
B |  | Waste and Fixings | =GetValue("Waste 2.5%",3) | % | =SubTotal(G1:G2) | 1 | =PRODUCT(C3*E3,F3) | =G3
B | DANTRV | DANTRV Thermo Radiator Head | 1 | ea | =GetRate("PLU",$A4,2) | 1 | =PRODUCT(C4*E4,F4) | =G4
B |  | Discount - trade price | =GetValue("Discount 10%",2) | % | =SubTotal(G4:G4) | 1 | =PRODUCT(C5*E5,F5) | =G5
B |  | Waste and Fixings | =GetValue("Waste 2.5%",3) | % | =SubTotal(G4:G5) | 1 | =PRODUCT(C6*E6,F6) | =G6
B | RADBKT350 | Aluminium Radiator Wall Bracket 350mm GBA , pack of 2 | 2 | ea | =GetRate("PLU",$A7,2) | 1 | =PRODUCT(C7*E7,F7) | =G7
B |  | Discount - trade price | =GetValue("Discount 10%",2) | % | =SubTotal(G7:G7) | 1 | =PRODUCT(C8*E8,F8) | =G8
B |  | Waste and Fixings | =GetValue("Waste 2.5%",3) | % | =SubTotal(G7:G8) | 1 | =PRODUCT(C9*E9,F9) | =G9
B | RADBVK | Aluminium Radiator Bung & Vent Kit 1/2in | 1 | ea | =GetRate("PLU",$A10,2) | 1 | =PRODUCT(C10*E10,F10) | =G10
B |  | Discount - trade price | =GetValue("Discount 10%",2) | % | =SubTotal(G10:G10) | 1 | =PRODUCT(C11*E11,F11) | =G11
B |  | Waste and Fixings | =GetValue("Waste 2.5%",3) | % | =SubTotal(G10:G11) | 1 | =PRODUCT(C12*E12,F12) | =G12
B | Plumber | Plumber | 1.85 | hrs | =GetRate("LAB1",$A13,2) | 1 | =PRODUCT(C13*E13,F13) | =G13
B |  | Margin | =GetValue("Builders margin",3) | % | =SubTotal(G1:G13) | 1 | =PRODUCT(C14*E14,F14) | =G14
I | T30.12.016 | 430mm x 800mm, 993 Watt | T30.12_HVAC_Radiators | No
B | RAD430800 | Plus Aluminium Radiator 430X800 993W | 1 | ea | =GetRate("PLU",$A1,2) | 1 | =PRODUCT(C1*E1,F1) | =G1
B |  | Discount - trade price | =GetValue("Discount 10%",2) | % | =SubTotal(G1:G1) | 1 | =PRODUCT(C2*E2,F2) | =G2
B |  | Waste and Fixings | =GetValue("Waste 2.5%",3) | % | =SubTotal(G1:G2) | 1 | =PRODUCT(C3*E3,F3) | =G3
B | DANTRV | DANTRV Thermo Radiator Head | 1 | ea | =GetRate("PLU",$A4,2) | 1 | =PRODUCT(C4*E4,F4) | =G4
B |  | Discount - trade price | =GetValue("Discount 10%",2) | % | =SubTotal(G4:G4) | 1 | =PRODUCT(C5*E5,F5) | =G5
B |  | Waste and Fixings | =GetValue("Waste 2.5%",3) | % | =SubTotal(G4:G5) | 1 | =PRODUCT(C6*E6,F6) | =G6
B | RADBKT350 | Aluminium Radiator Wall Bracket 350mm GBA , pack of 2 | 2 | ea | =GetRate("PLU",$A7,2) | 1 | =PRODUCT(C7*E7,F7) | =G7
B |  | Discount - trade price | =GetValue("Discount 10%",2) | % | =SubTotal(G7:G7) | 1 | =PRODUCT(C8*E8,F8) | =G8
B |  | Waste and Fixings | =GetValue("Waste 2.5%",3) | % | =SubTotal(G7:G8) | 1 | =PRODUCT(C9*E9,F9) | =G9
B | RADBVK | Aluminium Radiator Bung & Vent Kit 1/2in | 1 | ea | =GetRate("PLU",$A10,2) | 1 | =PRODUCT(C10*E10,F10) | =G10
B |  | Discount - trade price | =GetValue("Discount 10%",2) | % | =SubTotal(G10:G10) | 1 | =PRODUCT(C11*E11,F11) | =G11
B |  | Waste and Fixings | =GetValue("Waste 2.5%",3) | % | =SubTotal(G10:G11) | 1 | =PRODUCT(C12*E12,F12) | =G12
B | Plumber | Plumber | 1.85 | hrs | =GetRate("LAB1",$A13,2) | 1 | =PRODUCT(C13*E13,F13) | =G13
B |  | Margin | =GetValue("Builders margin",3) | % | =SubTotal(G1:G13) | 1 | =PRODUCT(C14*E14,F14) | =G14
I | T30.12.017 | 430mm x 960mm, 1192 Watt | T30.12_HVAC_Radiators | No
B | RAD430960 | Plus Aluminium Radiator 430X960 1192W | 1 | ea | =GetRate("PLU",$A1,2) | 1 | =PRODUCT(C1*E1,F1) | =G1
B |  | Discount - trade price | =GetValue("Discount 10%",2) | % | =SubTotal(G1:G1) | 1 | =PRODUCT(C2*E2,F2) | =G2
B |  | Waste and Fixings | =GetValue("Waste 2.5%",3) | % | =SubTotal(G1:G2) | 1 | =PRODUCT(C3*E3,F3) | =G3
B | DANTRV | DANTRV Thermo Radiator Head | 1 | ea | =GetRate("PLU",$A4,2) | 1 | =PRODUCT(C4*E4,F4) | =G4
B |  | Discount - trade price | =GetValue("Discount 10%",2) | % | =SubTotal(G4:G4) | 1 | =PRODUCT(C5*E5,F5) | =G5
B |  | Waste and Fixings | =GetValue("Waste 2.5%",3) | % | =SubTotal(G4:G5) | 1 | =PRODUCT(C6*E6,F6) | =G6
B | RADBKT350 | Aluminium Radiator Wall Bracket 350mm GBA , pack of 2 | 2 | ea | =GetRate("PLU",$A7,2) | 1 | =PRODUCT(C7*E7,F7) | =G7
B |  | Discount - trade price | =GetValue("Discount 10%",2) | % | =SubTotal(G7:G7) | 1 | =PRODUCT(C8*E8,F8) | =G8
B |  | Waste and Fixings | =GetValue("Waste 2.5%",3) | % | =SubTotal(G7:G8) | 1 | =PRODUCT(C9*E9,F9) | =G9
B | RADBVK | Aluminium Radiator Bung & Vent Kit 1/2in | 1 | ea | =GetRate("PLU",$A10,2) | 1 | =PRODUCT(C10*E10,F10) | =G10
B |  | Discount - trade price | =GetValue("Discount 10%",2) | % | =SubTotal(G10:G10) | 1 | =PRODUCT(C11*E11,F11) | =G11
B |  | Waste and Fixings | =GetValue("Waste 2.5%",3) | % | =SubTotal(G10:G11) | 1 | =PRODUCT(C12*E12,F12) | =G12
B | Plumber | Plumber | 2 | hrs | =GetRate("LAB1",$A13,2) | 1 | =PRODUCT(C13*E13,F13) | =G13
B |  | Margin | =GetValue("Builders margin",3) | % | =SubTotal(G1:G13) | 1 | =PRODUCT(C14*E14,F14) | =G14
I | T30.12.018 | 430mm x 1120mm, 1391 Watt | T30.12_HVAC_Radiators | No
B | RAD431120 | Plus Aluminium Radiator 430X1120 1391W | 1 | ea | =GetRate("PLU",$A1,2) | 1 | =PRODUCT(C1*E1,F1) | =G1
B |  | Discount - trade price | =GetValue("Discount 10%",2) | % | =SubTotal(G1:G1) | 1 | =PRODUCT(C2*E2,F2) | =G2
B |  | Waste and Fixings | =GetValue("Waste 2.5%",3) | % | =SubTotal(G1:G2) | 1 | =PRODUCT(C3*E3,F3) | =G3
B | DANTRV | DANTRV Thermo Radiator Head | 1 | ea | =GetRate("PLU",$A4,2) | 1 | =PRODUCT(C4*E4,F4) | =G4
B |  | Discount - trade price | =GetValue("Discount 10%",2) | % | =SubTotal(G4:G4) | 1 | =PRODUCT(C5*E5,F5) | =G5
B |  | Waste and Fixings | =GetValue("Waste 2.5%",3) | % | =SubTotal(G4:G5) | 1 | =PRODUCT(C6*E6,F6) | =G6
B | RADBKT350 | Aluminium Radiator Wall Bracket 350mm GBA , pack of 2 | 2 | ea | =GetRate("PLU",$A7,2) | 1 | =PRODUCT(C7*E7,F7) | =G7
B |  | Discount - trade price | =GetValue("Discount 10%",2) | % | =SubTotal(G7:G7) | 1 | =PRODUCT(C8*E8,F8) | =G8
B |  | Waste and Fixings | =GetValue("Waste 2.5%",3) | % | =SubTotal(G7:G8) | 1 | =PRODUCT(C9*E9,F9) | =G9
B | RADBVK | Aluminium Radiator Bung & Vent Kit 1/2in | 1 | ea | =GetRate("PLU",$A10,2) | 1 | =PRODUCT(C10*E10,F10) | =G10
B |  | Discount - trade price | =GetValue("Discount 10%",2) | % | =SubTotal(G10:G10) | 1 | =PRODUCT(C11*E11,F11) | =G11
B |  | Waste and Fixings | =GetValue("Waste 2.5%",3) | % | =SubTotal(G10:G11) | 1 | =PRODUCT(C12*E12,F12) | =G12
B | Plumber | Plumber | 2 | hrs | =GetRate("LAB1",$A13,2) | 1 | =PRODUCT(C13*E13,F13) | =G13
B |  | Margin | =GetValue("Builders margin",3) | % | =SubTotal(G1:G13) | 1 | =PRODUCT(C14*E14,F14) | =G14
I | T30.12.019 | 680X320, 649W | T30.12_HVAC_Radiators | No
B | RAD680320 | Plus Aluminium Radiator 680X320 649W | 1 | ea | =GetRate("PLU",$A1,2) | 1 | =PRODUCT(C1*E1,F1) | =G1
B |  | Discount - trade price | =GetValue("Discount 10%",2) | % | =SubTotal(G1:G1) | 1 | =PRODUCT(C2*E2,F2) | =G2
B |  | Waste and Fixings | =GetValue("Waste 2.5%",3) | % | =SubTotal(G1:G2) | 1 | =PRODUCT(C3*E3,F3) | =G3
B | DANTRV | DANTRV Thermo Radiator Head | 1 | ea | =GetRate("PLU",$A4,2) | 1 | =PRODUCT(C4*E4,F4) | =G4
B |  | Discount - trade price | =GetValue("Discount 10%",2) | % | =SubTotal(G4:G4) | 1 | =PRODUCT(C5*E5,F5) | =G5
B |  | Waste and Fixings | =GetValue("Waste 2.5%",3) | % | =SubTotal(G4:G5) | 1 | =PRODUCT(C6*E6,F6) | =G6
B | RADBKT600 | Aluminium Radiator Wall Bracket 600mm GBA pack of 2 | 2 | ea | =GetRate("PLU",$A7,2) | 1 | =PRODUCT(C7*E7,F7) | =G7
B |  | Discount - trade price | =GetValue("Discount 10%",2) | % | =SubTotal(G7:G7) | 1 | =PRODUCT(C8*E8,F8) | =G8
B |  | Waste and Fixings | =GetValue("Waste 2.5%",3) | % | =SubTotal(G7:G8) | 1 | =PRODUCT(C9*E9,F9) | =G9
B | RADBVK | Aluminium Radiator Bung & Vent Kit 1/2in | 1 | ea | =GetRate("PLU",$A10,2) | 1 | =PRODUCT(C10*E10,F10) | =G10
B |  | Discount - trade price | =GetValue("Discount 10%",2) | % | =SubTotal(G10:G10) | 1 | =PRODUCT(C11*E11,F11) | =G11
B |  | Waste and Fixings | =GetValue("Waste 2.5%",3) | % | =SubTotal(G10:G11) | 1 | =PRODUCT(C12*E12,F12) | =G12
B | Plumber | Plumber | 1.75 | hrs | =GetRate("LAB1",$A13,2) | 1 | =PRODUCT(C13*E13,F13) | =G13
B |  | Margin | =GetValue("Builders margin",3) | % | =SubTotal(G1:G13) | 1 | =PRODUCT(C14*E14,F14) | =G14
I | T30.12.020 | 680X480, 975W | T30.12_HVAC_Radiators | No
B | RAD680480 | Plus Aluminium Radiator 680X480 975W | 1 | ea | =GetRate("PLU",$A1,2) | 1 | =PRODUCT(C1*E1,F1) | =G1
B |  | Discount - trade price | =GetValue("Discount 10%",2) | % | =SubTotal(G1:G1) | 1 | =PRODUCT(C2*E2,F2) | =G2
B |  | Waste and Fixings | =GetValue("Waste 2.5%",3) | % | =SubTotal(G1:G2) | 1 | =PRODUCT(C3*E3,F3) | =G3
B | DANTRV | DANTRV Thermo Radiator Head | 1 | ea | =GetRate("PLU",$A4,2) | 1 | =PRODUCT(C4*E4,F4) | =G4
B |  | Discount - trade price | =GetValue("Discount 10%",2) | % | =SubTotal(G4:G4) | 1 | =PRODUCT(C5*E5,F5) | =G5
B |  | Waste and Fixings | =GetValue("Waste 2.5%",3) | % | =SubTotal(G4:G5) | 1 | =PRODUCT(C6*E6,F6) | =G6
B | RADBKT600 | Aluminium Radiator Wall Bracket 600mm GBA pack of 2 | 2 | ea | =GetRate("PLU",$A7,2) | 1 | =PRODUCT(C7*E7,F7) | =G7
B |  | Discount - trade price | =GetValue("Discount 10%",2) | % | =SubTotal(G7:G7) | 1 | =PRODUCT(C8*E8,F8) | =G8
B |  | Waste and Fixings | =GetValue("Waste 2.5%",3) | % | =SubTotal(G7:G8) | 1 | =PRODUCT(C9*E9,F9) | =G9
B | RADBVK | Aluminium Radiator Bung & Vent Kit 1/2in | 1 | ea | =GetRate("PLU",$A10,2) | 1 | =PRODUCT(C10*E10,F10) | =G10
B |  | Discount - trade price | =GetValue("Discount 10%",2) | % | =SubTotal(G10:G10) | 1 | =PRODUCT(C11*E11,F11) | =G11
B |  | Waste and Fixings | =GetValue("Waste 2.5%",3) | % | =SubTotal(G10:G11) | 1 | =PRODUCT(C12*E12,F12) | =G12
B | Plumber | Plumber | 1.75 | hrs | =GetRate("LAB1",$A13,2) | 1 | =PRODUCT(C13*E13,F13) | =G13
B |  | Margin | =GetValue("Builders margin",3) | % | =SubTotal(G1:G13) | 1 | =PRODUCT(C14*E14,F14) | =G14
I | T30.12.021 | 680mm x 640mm, 1298 Watt | T30.12_HVAC_Radiators | No
B | RAD680640 | Plus Aluminium Radiator 680X640 1298W | 1 | ea | =GetRate("PLU",$A1,2) | 1 | =PRODUCT(C1*E1,F1) | =G1
B |  | Discount - trade price | =GetValue("Discount 10%",2) | % | =SubTotal(G1:G1) | 1 | =PRODUCT(C2*E2,F2) | =G2
B |  | Waste and Fixings | =GetValue("Waste 2.5%",3) | % | =SubTotal(G1:G2) | 1 | =PRODUCT(C3*E3,F3) | =G3
B | DANTRV | DANTRV Thermo Radiator Head | 1 | ea | =GetRate("PLU",$A4,2) | 1 | =PRODUCT(C4*E4,F4) | =G4
B |  | Discount - trade price | =GetValue("Discount 10%",2) | % | =SubTotal(G4:G4) | 1 | =PRODUCT(C5*E5,F5) | =G5
B |  | Waste and Fixings | =GetValue("Waste 2.5%",3) | % | =SubTotal(G4:G5) | 1 | =PRODUCT(C6*E6,F6) | =G6
B | RADBKT600 | Aluminium Radiator Wall Bracket 600mm GBA pack of 2 | 2 | ea | =GetRate("PLU",$A7,2) | 1 | =PRODUCT(C7*E7,F7) | =G7
B |  | Discount - trade price | =GetValue("Discount 10%",2) | % | =SubTotal(G7:G7) | 1 | =PRODUCT(C8*E8,F8) | =G8
B |  | Waste and Fixings | =GetValue("Waste 2.5%",3) | % | =SubTotal(G7:G8) | 1 | =PRODUCT(C9*E9,F9) | =G9
B | RADBVK | Aluminium Radiator Bung & Vent Kit 1/2in | 1 | ea | =GetRate("PLU",$A10,2) | 1 | =PRODUCT(C10*E10,F10) | =G10
B |  | Discount - trade price | =GetValue("Discount 10%",2) | % | =SubTotal(G10:G10) | 1 | =PRODUCT(C11*E11,F11) | =G11
B |  | Waste and Fixings | =GetValue("Waste 2.5%",3) | % | =SubTotal(G10:G11) | 1 | =PRODUCT(C12*E12,F12) | =G12
B | Plumber | Plumber | 1.85 | hrs | =GetRate("LAB1",$A13,2) | 1 | =PRODUCT(C13*E13,F13) | =G13
B |  | Margin | =GetValue("Builders margin",3) | % | =SubTotal(G1:G13) | 1 | =PRODUCT(C14*E14,F14) | =G14
I | T30.12.022 | 680mm x 800mm, 1623 Watt | T30.12_HVAC_Radiators | No
B | RAD680800 | Plus Aluminium Radiator 680X800 1623W | 1 | ea | =GetRate("PLU",$A1,2) | 1 | =PRODUCT(C1*E1,F1) | =G1
B |  | Discount - trade price | =GetValue("Discount 10%",2) | % | =SubTotal(G1:G1) | 1 | =PRODUCT(C2*E2,F2) | =G2
B |  | Waste and Fixings | =GetValue("Waste 2.5%",3) | % | =SubTotal(G1:G2) | 1 | =PRODUCT(C3*E3,F3) | =G3
B | DANTRV | DANTRV Thermo Radiator Head | 1 | ea | =GetRate("PLU",$A4,2) | 1 | =PRODUCT(C4*E4,F4) | =G4
B |  | Discount - trade price | =GetValue("Discount 10%",2) | % | =SubTotal(G4:G4) | 1 | =PRODUCT(C5*E5,F5) | =G5
B |  | Waste and Fixings | =GetValue("Waste 2.5%",3) | % | =SubTotal(G4:G5) | 1 | =PRODUCT(C6*E6,F6) | =G6
B | RADBKT600 | Aluminium Radiator Wall Bracket 600mm GBA pack of 2 | 2 | ea | =GetRate("PLU",$A7,2) | 1 | =PRODUCT(C7*E7,F7) | =G7
B |  | Discount - trade price | =GetValue("Discount 10%",2) | % | =SubTotal(G7:G7) | 1 | =PRODUCT(C8*E8,F8) | =G8
B |  | Waste and Fixings | =GetValue("Waste 2.5%",3) | % | =SubTotal(G7:G8) | 1 | =PRODUCT(C9*E9,F9) | =G9
B | RADBVK | Aluminium Radiator Bung & Vent Kit 1/2in | 1 | ea | =GetRate("PLU",$A10,2) | 1 | =PRODUCT(C10*E10,F10) | =G10
B |  | Discount - trade price | =GetValue("Discount 10%",2) | % | =SubTotal(G10:G10) | 1 | =PRODUCT(C11*E11,F11) | =G11
B |  | Waste and Fixings | =GetValue("Waste 2.5%",3) | % | =SubTotal(G10:G11) | 1 | =PRODUCT(C12*E12,F12) | =G12
B | Plumber | Plumber | 2 | hrs | =GetRate("LAB1",$A13,2) | 1 | =PRODUCT(C13*E13,F13) | =G13
B |  | Margin | =GetValue("Builders margin",3) | % | =SubTotal(G1:G13) | 1 | =PRODUCT(C14*E14,F14) | =G14
I | T30.12.025 | 680mm x 960mm, 1948 Watt | T30.12_HVAC_Radiators | No
B | RAD680960 | Plus Aluminium Radiator 680X960 1948W | 1 | ea | =GetRate("PLU",$A1,2) | 1 | =PRODUCT(C1*E1,F1) | =G1
B |  | Discount - trade price | =GetValue("Discount 10%",2) | % | =SubTotal(G1:G1) | 1 | =PRODUCT(C2*E2,F2) | =G2
B |  | Waste and Fixings | =GetValue("Waste 2.5%",3) | % | =SubTotal(G1:G2) | 1 | =PRODUCT(C3*E3,F3) | =G3
B | DANTRV | DANTRV Thermo Radiator Head | 1 | ea | =GetRate("PLU",$A4,2) | 1 | =PRODUCT(C4*E4,F4) | =G4
B |  | Discount - trade price | =GetValue("Discount 10%",2) | % | =SubTotal(G4:G4) | 1 | =PRODUCT(C5*E5,F5) | =G5
B |  | Waste and Fixings | =GetValue("Waste 2.5%",3) | % | =SubTotal(G4:G5) | 1 | =PRODUCT(C6*E6,F6) | =G6
B | RADBKT600 | Aluminium Radiator Wall Bracket 600mm GBA pack of 2 | 2 | ea | =GetRate("PLU",$A7,2) | 1 | =PRODUCT(C7*E7,F7) | =G7
B |  | Discount - trade price | =GetValue("Discount 10%",2) | % | =SubTotal(G7:G7) | 1 | =PRODUCT(C8*E8,F8) | =G8
B |  | Waste and Fixings | =GetValue("Waste 2.5%",3) | % | =SubTotal(G7:G8) | 1 | =PRODUCT(C9*E9,F9) | =G9
B | RADBVK | Aluminium Radiator Bung & Vent Kit 1/2in | 1 | ea | =GetRate("PLU",$A10,2) | 1 | =PRODUCT(C10*E10,F10) | =G10
B |  | Discount - trade price | =GetValue("Discount 10%",2) | % | =SubTotal(G10:G10) | 1 | =PRODUCT(C11*E11,F11) | =G11
B |  | Waste and Fixings | =GetValue("Waste 2.5%",3) | % | =SubTotal(G10:G11) | 1 | =PRODUCT(C12*E12,F12) | =G12
B | Plumber | Plumber | 2 | hrs | =GetRate("LAB1",$A13,2) | 1 | =PRODUCT(C13*E13,F13) | =G13
B |  | Margin | =GetValue("Builders margin",3) | % | =SubTotal(G1:G13) | 1 | =PRODUCT(C14*E14,F14) | =G14
I | T30.12.028 | 680mm x 1120mm, 2272 Watt | T30.12_HVAC_Radiators | No
B | RAD681120 | Plus Aluminium Radiator 680X1120 2272W | 1 | ea | =GetRate("PLU",$A1,2) | 1 | =PRODUCT(C1*E1,F1) | =G1
B |  | Discount - trade price | =GetValue("Discount 10%",2) | % | =SubTotal(G1:G1) | 1 | =PRODUCT(C2*E2,F2) | =G2
B |  | Waste and Fixings | =GetValue("Waste 2.5%",3) | % | =SubTotal(G1:G2) | 1 | =PRODUCT(C3*E3,F3) | =G3
B | DANTRV | DANTRV Thermo Radiator Head | 1 | ea | =GetRate("PLU",$A4,2) | 1 | =PRODUCT(C4*E4,F4) | =G4
B |  | Discount - trade price | =GetValue("Discount 10%",2) | % | =SubTotal(G4:G4) | 1 | =PRODUCT(C5*E5,F5) | =G5
B |  | Waste and Fixings | =GetValue("Waste 2.5%",3) | % | =SubTotal(G4:G5) | 1 | =PRODUCT(C6*E6,F6) | =G6
B | RADBKT600 | Aluminium Radiator Wall Bracket 600mm GBA pack of 2 | 2 | ea | =GetRate("PLU",$A7,2) | 1 | =PRODUCT(C7*E7,F7) | =G7
B |  | Discount - trade price | =GetValue("Discount 10%",2) | % | =SubTotal(G7:G7) | 1 | =PRODUCT(C8*E8,F8) | =G8
B |  | Waste and Fixings | =GetValue("Waste 2.5%",3) | % | =SubTotal(G7:G8) | 1 | =PRODUCT(C9*E9,F9) | =G9
B | RADBVK | Aluminium Radiator Bung & Vent Kit 1/2in | 1 | ea | =GetRate("PLU",$A10,2) | 1 | =PRODUCT(C10*E10,F10) | =G10
B |  | Discount - trade price | =GetValue("Discount 10%",2) | % | =SubTotal(G10:G10) | 1 | =PRODUCT(C11*E11,F11) | =G11
B |  | Waste and Fixings | =GetValue("Waste 2.5%",3) | % | =SubTotal(G10:G11) | 1 | =PRODUCT(C12*E12,F12) | =G12
B | Plumber | Plumber | 2.2 | hrs | =GetRate("LAB1",$A13,2) | 1 | =PRODUCT(C13*E13,F13) | =G13
B |  | Margin | =GetValue("Builders margin",3) | % | =SubTotal(G1:G13) | 1 | =PRODUCT(C14*E14,F14) | =G14
I | T30.12.031 | <b>Single Panel Radiator,</b> steel, Delonghi Type 21 | T30.12_HVAC_Radiators
I | T30.12.034 | 300mm x 400mm, 419 Watt | T30.12_HVAC_Radiators | No
B | DLP213400 | DeLonghi Type 21 300x400 419W | 1 | ea | =GetRate("PLU",$A1,2) | 1 | =PRODUCT(C1*E1,F1) | =G1
B |  | Discount - trade price | =GetValue("Discount 10%",2) | % | =SubTotal(G1:G1) | 1 | =PRODUCT(C2*E2,F2) | =G2
B |  | Waste and Fixings | =GetValue("Waste 2.5%",3) | % | =SubTotal(G1:G2) | 1 | =PRODUCT(C3*E3,F3) | =G3
B | DANTRV | DANTRV Thermo Radiator Head | 1 | ea | =GetRate("PLU",$A4,2) | 1 | =PRODUCT(C4*E4,F4) | =G4
B |  | Discount - trade price | =GetValue("Discount 10%",2) | % | =SubTotal(G4:G4) | 1 | =PRODUCT(C5*E5,F5) | =G5
B |  | Waste and Fixings | =GetValue("Waste 2.5%",3) | % | =SubTotal(G4:G5) | 1 | =PRODUCT(C6*E6,F6) | =G6
B | Plumber | Plumber | 1.75 | hrs | =GetRate("LAB1",$A7,2) | 1 | =PRODUCT(C7*E7,F7) | =G7
B |  | Margin | =GetValue("Builders margin",3) | % | =SubTotal(G1:G7) | 1 | =PRODUCT(C8*E8,F8) | =G8
I | T30.12.037 | 400mm x 600mm, 788 Watt | T30.12_HVAC_Radiators | No
B | DLP214600 | DeLonghi Type 21 400x 600mm Radiator | 1 | ea | =GetRate("PLU",$A1,2) | 1 | =PRODUCT(C1*E1,F1) | =G1
B |  | Discount - trade price | =GetValue("Discount 10%",2) | % | =SubTotal(G1:G1) | 1 | =PRODUCT(C2*E2,F2) | =G2
B |  | Waste and Fixings | =GetValue("Waste 2.5%",3) | % | =SubTotal(G1:G2) | 1 | =PRODUCT(C3*E3,F3) | =G3
B | DANTRV | DANTRV Thermo Radiator Head | 1 | ea | =GetRate("PLU",$A4,2) | 1 | =PRODUCT(C4*E4,F4) | =G4
B |  | Discount - trade price | =GetValue("Discount 10%",2) | % | =SubTotal(G4:G4) | 1 | =PRODUCT(C5*E5,F5) | =G5
B |  | Waste and Fixings | =GetValue("Waste 2.5%",3) | % | =SubTotal(G4:G5) | 1 | =PRODUCT(C6*E6,F6) | =G6
B | Plumber | Plumber | 1.75 | hrs | =GetRate("LAB1",$A7,2) | 1 | =PRODUCT(C7*E7,F7) | =G7
B |  | Margin | =GetValue("Builders margin",3) | % | =SubTotal(G1:G7) | 1 | =PRODUCT(C8*E8,F8) | =G8
I | T30.12.040 | 400mm x 800mm, 1050 Watt | T30.12_HVAC_Radiators | No
B | DLP214800 | DeLonghi Type 21 400x 800mm Radiator | 1 | ea | =GetRate("PLU",$A1,2) | 1 | =PRODUCT(C1*E1,F1) | =G1
B |  | Discount - trade price | =GetValue("Discount 10%",2) | % | =SubTotal(G1:G1) | 1 | =PRODUCT(C2*E2,F2) | =G2
B |  | Waste and Fixings | =GetValue("Waste 2.5%",3) | % | =SubTotal(G1:G2) | 1 | =PRODUCT(C3*E3,F3) | =G3
B | DANTRV | DANTRV Thermo Radiator Head | 1 | ea | =GetRate("PLU",$A4,2) | 1 | =PRODUCT(C4*E4,F4) | =G4
B |  | Discount - trade price | =GetValue("Discount 10%",2) | % | =SubTotal(G4:G4) | 1 | =PRODUCT(C5*E5,F5) | =G5
B |  | Waste and Fixings | =GetValue("Waste 2.5%",3) | % | =SubTotal(G4:G5) | 1 | =PRODUCT(C6*E6,F6) | =G6
B | Plumber | Plumber | 1.85 | hrs | =GetRate("LAB1",$A7,2) | 1 | =PRODUCT(C7*E7,F7) | =G7
B |  | Margin | =GetValue("Builders margin",3) | % | =SubTotal(G1:G7) | 1 | =PRODUCT(C8*E8,F8) | =G8
I | T30.12.043 | 400mm x 1000mm, 1313 Watt | T30.12_HVAC_Radiators | No
B | DLP2141000 | DL Radiator T21 400x1000 1313W | 1 | ea | =GetRate("PLU",$A1,2) | 1 | =PRODUCT(C1*E1,F1) | =G1
B |  | Discount - trade price | =GetValue("Discount 10%",2) | % | =SubTotal(G1:G1) | 1 | =PRODUCT(C2*E2,F2) | =G2
B |  | Waste and Fixings | =GetValue("Waste 2.5%",3) | % | =SubTotal(G1:G2) | 1 | =PRODUCT(C3*E3,F3) | =G3
B | DANTRV | DANTRV Thermo Radiator Head | 1 | ea | =GetRate("PLU",$A4,2) | 1 | =PRODUCT(C4*E4,F4) | =G4
B |  | Discount - trade price | =GetValue("Discount 10%",2) | % | =SubTotal(G4:G4) | 1 | =PRODUCT(C5*E5,F5) | =G5
B |  | Waste and Fixings | =GetValue("Waste 2.5%",3) | % | =SubTotal(G4:G5) | 1 | =PRODUCT(C6*E6,F6) | =G6
B | Plumber | Plumber | 2 | hrs | =GetRate("LAB1",$A7,2) | 1 | =PRODUCT(C7*E7,F7) | =G7
B |  | Margin | =GetValue("Builders margin",3) | % | =SubTotal(G1:G7) | 1 | =PRODUCT(C8*E8,F8) | =G8
I | T30.12.046 | 400mm x 1200mm, 1576 Watt | T30.12_HVAC_Radiators | No
B | DLP2141200 | DeLonghi Type 21 400x 1200mm Radiator | 1 | ea | =GetRate("PLU",$A1,2) | 1 | =PRODUCT(C1*E1,F1) | =G1
B |  | Discount - trade price | =GetValue("Discount 10%",2) | % | =SubTotal(G1:G1) | 1 | =PRODUCT(C2*E2,F2) | =G2
B |  | Waste and Fixings | =GetValue("Waste 2.5%",3) | % | =SubTotal(G1:G2) | 1 | =PRODUCT(C3*E3,F3) | =G3
B | DANTRV | DANTRV Thermo Radiator Head | 1 | ea | =GetRate("PLU",$A4,2) | 1 | =PRODUCT(C4*E4,F4) | =G4
B |  | Discount - trade price | =GetValue("Discount 10%",2) | % | =SubTotal(G4:G4) | 1 | =PRODUCT(C5*E5,F5) | =G5
B |  | Waste and Fixings | =GetValue("Waste 2.5%",3) | % | =SubTotal(G4:G5) | 1 | =PRODUCT(C6*E6,F6) | =G6
B | Plumber | Plumber | 2 | hrs | =GetRate("LAB1",$A7,2) | 1 | =PRODUCT(C7*E7,F7) | =G7
B |  | Margin | =GetValue("Builders margin",3) | % | =SubTotal(G1:G7) | 1 | =PRODUCT(C8*E8,F8) | =G8
I | T30.12.049 | 600mm x 400mm, 731 Watt | T30.12_HVAC_Radiators | No
B | DLP216400 | DeLonghi Type 21 600x 400mm Radiator | 1 | ea | =GetRate("PLU",$A1,2) | 1 | =PRODUCT(C1*E1,F1) | =G1
B |  | Discount - trade price | =GetValue("Discount 10%",2) | % | =SubTotal(G1:G1) | 1 | =PRODUCT(C2*E2,F2) | =G2
B |  | Waste and Fixings | =GetValue("Waste 2.5%",3) | % | =SubTotal(G1:G2) | 1 | =PRODUCT(C3*E3,F3) | =G3
B | DANTRV | DANTRV Thermo Radiator Head | 1 | ea | =GetRate("PLU",$A4,2) | 1 | =PRODUCT(C4*E4,F4) | =G4
B |  | Discount - trade price | =GetValue("Discount 10%",2) | % | =SubTotal(G4:G4) | 1 | =PRODUCT(C5*E5,F5) | =G5
B |  | Waste and Fixings | =GetValue("Waste 2.5%",3) | % | =SubTotal(G4:G5) | 1 | =PRODUCT(C6*E6,F6) | =G6
B | Plumber | Plumber | 1.75 | hrs | =GetRate("LAB1",$A7,2) | 1 | =PRODUCT(C7*E7,F7) | =G7
B |  | Margin | =GetValue("Builders margin",3) | % | =SubTotal(G1:G7) | 1 | =PRODUCT(C8*E8,F8) | =G8
I | T30.12.052 | 600mm x 600mm, 1096 Watt | T30.12_HVAC_Radiators | No
B | DLP216600 | DL PHD21 6600 600 x 600 1096w c/w brackets | 1 | ea | =GetRate("PLU",$A1,2) | 1 | =PRODUCT(C1*E1,F1) | =G1
B |  | Discount - trade price | =GetValue("Discount 10%",2) | % | =SubTotal(G1:G1) | 1 | =PRODUCT(C2*E2,F2) | =G2
B |  | Waste and Fixings | =GetValue("Waste 2.5%",3) | % | =SubTotal(G1:G2) | 1 | =PRODUCT(C3*E3,F3) | =G3
B | DANTRV | DANTRV Thermo Radiator Head | 1 | ea | =GetRate("PLU",$A4,2) | 1 | =PRODUCT(C4*E4,F4) | =G4
B |  | Discount - trade price | =GetValue("Discount 10%",2) | % | =SubTotal(G4:G4) | 1 | =PRODUCT(C5*E5,F5) | =G5
B |  | Waste and Fixings | =GetValue("Waste 2.5%",3) | % | =SubTotal(G4:G5) | 1 | =PRODUCT(C6*E6,F6) | =G6
B | Plumber | Plumber | 1.85 | hrs | =GetRate("LAB1",$A7,2) | 1 | =PRODUCT(C7*E7,F7) | =G7
B |  | Margin | =GetValue("Builders margin",3) | % | =SubTotal(G1:G7) | 1 | =PRODUCT(C8*E8,F8) | =G8
I | T30.12.055 | 600mm x 800mm, 1461 Watt | T30.12_HVAC_Radiators | No
B | DLP216800 | DeLonghi Type 21 600x 800mm Radiator | 1 | ea | =GetRate("PLU",$A1,2) | 1 | =PRODUCT(C1*E1,F1) | =G1
B |  | Discount - trade price | =GetValue("Discount 10%",2) | % | =SubTotal(G1:G1) | 1 | =PRODUCT(C2*E2,F2) | =G2
B |  | Waste and Fixings | =GetValue("Waste 2.5%",3) | % | =SubTotal(G1:G2) | 1 | =PRODUCT(C3*E3,F3) | =G3
B | DANTRV | DANTRV Thermo Radiator Head | 1 | ea | =GetRate("PLU",$A4,2) | 1 | =PRODUCT(C4*E4,F4) | =G4
B |  | Discount - trade price | =GetValue("Discount 10%",2) | % | =SubTotal(G4:G4) | 1 | =PRODUCT(C5*E5,F5) | =G5
B |  | Waste and Fixings | =GetValue("Waste 2.5%",3) | % | =SubTotal(G4:G5) | 1 | =PRODUCT(C6*E6,F6) | =G6
B | Plumber | Plumber | 2 | hrs | =GetRate("LAB1",$A7,2) | 1 | =PRODUCT(C7*E7,F7) | =G7
B |  | Margin | =GetValue("Builders margin",3) | % | =SubTotal(G1:G7) | 1 | =PRODUCT(C8*E8,F8) | =G8
I | T30.12.058 | 600mm x 1000mm, 1826 Watt | T30.12_HVAC_Radiators | No
B | DLP2161000 | DL Radiator T21 600x1000 1826W | 1 | ea | =GetRate("PLU",$A1,2) | 1 | =PRODUCT(C1*E1,F1) | =G1
B |  | Discount - trade price | =GetValue("Discount 10%",2) | % | =SubTotal(G1:G1) | 1 | =PRODUCT(C2*E2,F2) | =G2
B |  | Waste and Fixings | =GetValue("Waste 2.5%",3) | % | =SubTotal(G1:G2) | 1 | =PRODUCT(C3*E3,F3) | =G3
B | DANTRV | DANTRV Thermo Radiator Head | 1 | ea | =GetRate("PLU",$A4,2) | 1 | =PRODUCT(C4*E4,F4) | =G4
B |  | Discount - trade price | =GetValue("Discount 10%",2) | % | =SubTotal(G4:G4) | 1 | =PRODUCT(C5*E5,F5) | =G5
B |  | Waste and Fixings | =GetValue("Waste 2.5%",3) | % | =SubTotal(G4:G5) | 1 | =PRODUCT(C6*E6,F6) | =G6
B | Plumber | Plumber | 2 | hrs | =GetRate("LAB1",$A7,2) | 1 | =PRODUCT(C7*E7,F7) | =G7
B |  | Margin | =GetValue("Builders margin",3) | % | =SubTotal(G1:G7) | 1 | =PRODUCT(C8*E8,F8) | =G8
I | T30.12.061 | 600mm x 1200mm, 2192 Watt | T30.12_HVAC_Radiators | No
B | DLP2161200 | DeLonghi Type 21 600x 1200mm Radiator | 1 | ea | =GetRate("PLU",$A1,2) | 1 | =PRODUCT(C1*E1,F1) | =G1
B |  | Discount - trade price | =GetValue("Discount 10%",2) | % | =SubTotal(G1:G1) | 1 | =PRODUCT(C2*E2,F2) | =G2
B |  | Waste and Fixings | =GetValue("Waste 2.5%",3) | % | =SubTotal(G1:G2) | 1 | =PRODUCT(C3*E3,F3) | =G3
B | DANTRV | DANTRV Thermo Radiator Head | 1 | ea | =GetRate("PLU",$A4,2) | 1 | =PRODUCT(C4*E4,F4) | =G4
B |  | Discount - trade price | =GetValue("Discount 10%",2) | % | =SubTotal(G4:G4) | 1 | =PRODUCT(C5*E5,F5) | =G5
B |  | Waste and Fixings | =GetValue("Waste 2.5%",3) | % | =SubTotal(G4:G5) | 1 | =PRODUCT(C6*E6,F6) | =G6
B | Plumber | Plumber | 2 | hrs | =GetRate("LAB1",$A7,2) | 1 | =PRODUCT(C7*E7,F7) | =G7
B |  | Margin | =GetValue("Builders margin",3) | % | =SubTotal(G1:G7) | 1 | =PRODUCT(C8*E8,F8) | =G8
I | T30.12.064 | 600mm x 1600mm, 2922 Watt | T30.12_HVAC_Radiators | No
B | DLP2161600 | DeLonghi Type 21 600x 1600mm Radiator | 1 | ea | =GetRate("PLU",$A1,2) | 1 | =PRODUCT(C1*E1,F1) | =G1
B |  | Discount - trade price | =GetValue("Discount 10%",2) | % | =SubTotal(G1:G1) | 1 | =PRODUCT(C2*E2,F2) | =G2
B |  | Waste and Fixings | =GetValue("Waste 2.5%",3) | % | =SubTotal(G1:G2) | 1 | =PRODUCT(C3*E3,F3) | =G3
B | DANTRV | DANTRV Thermo Radiator Head | 1 | ea | =GetRate("PLU",$A4,2) | 1 | =PRODUCT(C4*E4,F4) | =G4
B |  | Discount - trade price | =GetValue("Discount 10%",2) | % | =SubTotal(G4:G4) | 1 | =PRODUCT(C5*E5,F5) | =G5
B |  | Waste and Fixings | =GetValue("Waste 2.5%",3) | % | =SubTotal(G4:G5) | 1 | =PRODUCT(C6*E6,F6) | =G6
B | Plumber | Plumber | 2.2 | hrs | =GetRate("LAB1",$A7,2) | 1 | =PRODUCT(C7*E7,F7) | =G7
B |  | Margin | =GetValue("Builders margin",3) | % | =SubTotal(G1:G7) | 1 | =PRODUCT(C8*E8,F8) | =G8
I | T30.12.073 | <b>Single Panel Radiator,</b> steel, Delonghi Type 22 | T30.12_HVAC_Radiators
I | T30.12.076 | 300mm x 1000mm, 1262 Watt | T30.12_HVAC_Radiators | No
B | DLP2231000 | DL Radiator T22 300x1000 1262w | 1 | ea | =GetRate("PLU",$A1,2) | 1 | =PRODUCT(C1*E1,F1) | =G1
B |  | Discount - trade price | =GetValue("Discount 10%",2) | % | =SubTotal(G1:G1) | 1 | =PRODUCT(C2*E2,F2) | =G2
B |  | Waste and Fixings | =GetValue("Waste 2.5%",3) | % | =SubTotal(G1:G2) | 1 | =PRODUCT(C3*E3,F3) | =G3
B | DANTRV | DANTRV Thermo Radiator Head | 1 | ea | =GetRate("PLU",$A4,2) | 1 | =PRODUCT(C4*E4,F4) | =G4
B |  | Discount - trade price | =GetValue("Discount 10%",2) | % | =SubTotal(G4:G4) | 1 | =PRODUCT(C5*E5,F5) | =G5
B |  | Waste and Fixings | =GetValue("Waste 2.5%",3) | % | =SubTotal(G4:G5) | 1 | =PRODUCT(C6*E6,F6) | =G6
B | Plumber | Plumber | 1.75 | hrs | =GetRate("LAB1",$A7,2) | 1 | =PRODUCT(C7*E7,F7) | =G7
B |  | Margin | =GetValue("Builders margin",3) | % | =SubTotal(G1:G7) | 1 | =PRODUCT(C8*E8,F8) | =G8
I | T30.12.079 | 300mm x 1200mm, 1514 Watt | T30.12_HVAC_Radiators | No
B | DLP2231200 | DL Radiator T22 300x1200 1514W | 1 | ea | =GetRate("PLU",$A1,2) | 1 | =PRODUCT(C1*E1,F1) | =G1
B |  | Discount - trade price | =GetValue("Discount 10%",2) | % | =SubTotal(G1:G1) | 1 | =PRODUCT(C2*E2,F2) | =G2
B |  | Waste and Fixings | =GetValue("Waste 2.5%",3) | % | =SubTotal(G1:G2) | 1 | =PRODUCT(C3*E3,F3) | =G3
B | DANTRV | DANTRV Thermo Radiator Head | 1 | ea | =GetRate("PLU",$A4,2) | 1 | =PRODUCT(C4*E4,F4) | =G4
B |  | Discount - trade price | =GetValue("Discount 10%",2) | % | =SubTotal(G4:G4) | 1 | =PRODUCT(C5*E5,F5) | =G5
B |  | Waste and Fixings | =GetValue("Waste 2.5%",3) | % | =SubTotal(G4:G5) | 1 | =PRODUCT(C6*E6,F6) | =G6
B | Plumber | Plumber | 1.85 | hrs | =GetRate("LAB1",$A7,2) | 1 | =PRODUCT(C7*E7,F7) | =G7
B |  | Margin | =GetValue("Builders margin",3) | % | =SubTotal(G1:G7) | 1 | =PRODUCT(C8*E8,F8) | =G8
I | T30.12.082 | 300mm x 1400mm, 1766 Watt | T30.12_HVAC_Radiators | No
B | DLP2231400 | DL Radiator T22 300x1400 1766W | 1 | ea | =GetRate("PLU",$A1,2) | 1 | =PRODUCT(C1*E1,F1) | =G1
B |  | Discount - trade price | =GetValue("Discount 10%",2) | % | =SubTotal(G1:G1) | 1 | =PRODUCT(C2*E2,F2) | =G2
B |  | Waste and Fixings | =GetValue("Waste 2.5%",3) | % | =SubTotal(G1:G2) | 1 | =PRODUCT(C3*E3,F3) | =G3
B | DANTRV | DANTRV Thermo Radiator Head | 1 | ea | =GetRate("PLU",$A4,2) | 1 | =PRODUCT(C4*E4,F4) | =G4
B |  | Discount - trade price | =GetValue("Discount 10%",2) | % | =SubTotal(G4:G4) | 1 | =PRODUCT(C5*E5,F5) | =G5
B |  | Waste and Fixings | =GetValue("Waste 2.5%",3) | % | =SubTotal(G4:G5) | 1 | =PRODUCT(C6*E6,F6) | =G6
B | Plumber | Plumber | 1.85 | hrs | =GetRate("LAB1",$A7,2) | 1 | =PRODUCT(C7*E7,F7) | =G7
B |  | Margin | =GetValue("Builders margin",3) | % | =SubTotal(G1:G7) | 1 | =PRODUCT(C8*E8,F8) | =G8
I | T30.12.085 | 300mm x 1600mm, 2019 Watt | T30.12_HVAC_Radiators | No
B | DLP2231600 | DL Radiator T22 300x1600 2019W | 1 | ea | =GetRate("PLU",$A1,2) | 1 | =PRODUCT(C1*E1,F1) | =G1
B |  | Discount - trade price | =GetValue("Discount 10%",2) | % | =SubTotal(G1:G1) | 1 | =PRODUCT(C2*E2,F2) | =G2
B |  | Waste and Fixings | =GetValue("Waste 2.5%",3) | % | =SubTotal(G1:G2) | 1 | =PRODUCT(C3*E3,F3) | =G3
B | DANTRV | DANTRV Thermo Radiator Head | 1 | ea | =GetRate("PLU",$A4,2) | 1 | =PRODUCT(C4*E4,F4) | =G4
B |  | Discount - trade price | =GetValue("Discount 10%",2) | % | =SubTotal(G4:G4) | 1 | =PRODUCT(C5*E5,F5) | =G5
B |  | Waste and Fixings | =GetValue("Waste 2.5%",3) | % | =SubTotal(G4:G5) | 1 | =PRODUCT(C6*E6,F6) | =G6
B | Plumber | Plumber | 2 | hrs | =GetRate("LAB1",$A7,2) | 1 | =PRODUCT(C7*E7,F7) | =G7
B |  | Margin | =GetValue("Builders margin",3) | % | =SubTotal(G1:G7) | 1 | =PRODUCT(C8*E8,F8) | =G8
I | T30.12.088 | 300mm x 1800mm, 2271 Watt | T30.12_HVAC_Radiators | No
B | DLP2231800 | DL Radiator T22 300x1800 2271W | 1 | ea | =GetRate("PLU",$A1,2) | 1 | =PRODUCT(C1*E1,F1) | =G1
B |  | Discount - trade price | =GetValue("Discount 10%",2) | % | =SubTotal(G1:G1) | 1 | =PRODUCT(C2*E2,F2) | =G2
B |  | Waste and Fixings | =GetValue("Waste 2.5%",3) | % | =SubTotal(G1:G2) | 1 | =PRODUCT(C3*E3,F3) | =G3
B | DANTRV | DANTRV Thermo Radiator Head | 1 | ea | =GetRate("PLU",$A4,2) | 1 | =PRODUCT(C4*E4,F4) | =G4
B |  | Discount - trade price | =GetValue("Discount 10%",2) | % | =SubTotal(G4:G4) | 1 | =PRODUCT(C5*E5,F5) | =G5
B |  | Waste and Fixings | =GetValue("Waste 2.5%",3) | % | =SubTotal(G4:G5) | 1 | =PRODUCT(C6*E6,F6) | =G6
B | Plumber | Plumber | 2 | hrs | =GetRate("LAB1",$A7,2) | 1 | =PRODUCT(C7*E7,F7) | =G7
B |  | Margin | =GetValue("Builders margin",3) | % | =SubTotal(G1:G7) | 1 | =PRODUCT(C8*E8,F8) | =G8
I | T30.12.091 | 400mm x 1000mm, 1615 Watt | T30.12_HVAC_Radiators | No
B | DLP2241000 | DeLonghi Type 22 400x 1000mm Radiator | 1 | ea | =GetRate("PLU",$A1,2) | 1 | =PRODUCT(C1*E1,F1) | =G1
B |  | Discount - trade price | =GetValue("Discount 10%",2) | % | =SubTotal(G1:G1) | 1 | =PRODUCT(C2*E2,F2) | =G2
B |  | Waste and Fixings | =GetValue("Waste 2.5%",3) | % | =SubTotal(G1:G2) | 1 | =PRODUCT(C3*E3,F3) | =G3
B | DANTRV | DANTRV Thermo Radiator Head | 1 | ea | =GetRate("PLU",$A4,2) | 1 | =PRODUCT(C4*E4,F4) | =G4
B |  | Discount - trade price | =GetValue("Discount 10%",2) | % | =SubTotal(G4:G4) | 1 | =PRODUCT(C5*E5,F5) | =G5
B |  | Waste and Fixings | =GetValue("Waste 2.5%",3) | % | =SubTotal(G4:G5) | 1 | =PRODUCT(C6*E6,F6) | =G6
B | Plumber | Plumber | 1.85 | hrs | =GetRate("LAB1",$A7,2) | 1 | =PRODUCT(C7*E7,F7) | =G7
B |  | Margin | =GetValue("Builders margin",3) | % | =SubTotal(G1:G7) | 1 | =PRODUCT(C8*E8,F8) | =G8
I | T30.12.094 | 400mm x 1200mm, 1938 Watt | T30.12_HVAC_Radiators | No
B | DLP2241200 | DeLonghi Type 22 400x 1200mm Radiator | 1 | ea | =GetRate("PLU",$A1,2) | 1 | =PRODUCT(C1*E1,F1) | =G1
B |  | Discount - trade price | =GetValue("Discount 10%",2) | % | =SubTotal(G1:G1) | 1 | =PRODUCT(C2*E2,F2) | =G2
B |  | Waste and Fixings | =GetValue("Waste 2.5%",3) | % | =SubTotal(G1:G2) | 1 | =PRODUCT(C3*E3,F3) | =G3
B | DANTRV | DANTRV Thermo Radiator Head | 1 | ea | =GetRate("PLU",$A4,2) | 1 | =PRODUCT(C4*E4,F4) | =G4
B |  | Discount - trade price | =GetValue("Discount 10%",2) | % | =SubTotal(G4:G4) | 1 | =PRODUCT(C5*E5,F5) | =G5
B |  | Waste and Fixings | =GetValue("Waste 2.5%",3) | % | =SubTotal(G4:G5) | 1 | =PRODUCT(C6*E6,F6) | =G6
B | Plumber | Plumber | 2 | hrs | =GetRate("LAB1",$A7,2) | 1 | =PRODUCT(C7*E7,F7) | =G7
B |  | Margin | =GetValue("Builders margin",3) | % | =SubTotal(G1:G7) | 1 | =PRODUCT(C8*E8,F8) | =G8
I | T30.12.097 | 400mm x 1400mm, 2261 Watt | T30.12_HVAC_Radiators | No
B | DLP2241400 | DeLonghi Type 22 400x 1400mm Radiator | 1 | ea | =GetRate("PLU",$A1,2) | 1 | =PRODUCT(C1*E1,F1) | =G1
B |  | Discount - trade price | =GetValue("Discount 10%",2) | % | =SubTotal(G1:G1) | 1 | =PRODUCT(C2*E2,F2) | =G2
B |  | Waste and Fixings | =GetValue("Waste 2.5%",3) | % | =SubTotal(G1:G2) | 1 | =PRODUCT(C3*E3,F3) | =G3
B | DANTRV | DANTRV Thermo Radiator Head | 1 | ea | =GetRate("PLU",$A4,2) | 1 | =PRODUCT(C4*E4,F4) | =G4
B |  | Discount - trade price | =GetValue("Discount 10%",2) | % | =SubTotal(G4:G4) | 1 | =PRODUCT(C5*E5,F5) | =G5
B |  | Waste and Fixings | =GetValue("Waste 2.5%",3) | % | =SubTotal(G4:G5) | 1 | =PRODUCT(C6*E6,F6) | =G6
B | Plumber | Plumber | 2 | hrs | =GetRate("LAB1",$A7,2) | 1 | =PRODUCT(C7*E7,F7) | =G7
B |  | Margin | =GetValue("Builders margin",3) | % | =SubTotal(G1:G7) | 1 | =PRODUCT(C8*E8,F8) | =G8
I | T30.12.100 | 400mm x 1600mm, 2584 Watt | T30.12_HVAC_Radiators | No
B | DLP2241600 | DeLonghi Type 22 400x 1600mm Radiator | 1 | ea | =GetRate("PLU",$A1,2) | 1 | =PRODUCT(C1*E1,F1) | =G1
B |  | Discount - trade price | =GetValue("Discount 10%",2) | % | =SubTotal(G1:G1) | 1 | =PRODUCT(C2*E2,F2) | =G2
B |  | Waste and Fixings | =GetValue("Waste 2.5%",3) | % | =SubTotal(G1:G2) | 1 | =PRODUCT(C3*E3,F3) | =G3
B | DANTRV | DANTRV Thermo Radiator Head | 1 | ea | =GetRate("PLU",$A4,2) | 1 | =PRODUCT(C4*E4,F4) | =G4
B |  | Discount - trade price | =GetValue("Discount 10%",2) | % | =SubTotal(G4:G4) | 1 | =PRODUCT(C5*E5,F5) | =G5
B |  | Waste and Fixings | =GetValue("Waste 2.5%",3) | % | =SubTotal(G4:G5) | 1 | =PRODUCT(C6*E6,F6) | =G6
B | Plumber | Plumber | 2.2 | hrs | =GetRate("LAB1",$A7,2) | 1 | =PRODUCT(C7*E7,F7) | =G7
B |  | Margin | =GetValue("Builders margin",3) | % | =SubTotal(G1:G7) | 1 | =PRODUCT(C8*E8,F8) | =G8
I | T30.12.103 | 400mm x 1800mm, 2906 Watt | T30.12_HVAC_Radiators | No
B | DLP2241800 | DeLonghi Type 22 400x 1800mm Radiator | 1 | ea | =GetRate("PLU",$A1,2) | 1 | =PRODUCT(C1*E1,F1) | =G1
B |  | Discount - trade price | =GetValue("Discount 10%",2) | % | =SubTotal(G1:G1) | 1 | =PRODUCT(C2*E2,F2) | =G2
B |  | Waste and Fixings | =GetValue("Waste 2.5%",3) | % | =SubTotal(G1:G2) | 1 | =PRODUCT(C3*E3,F3) | =G3
B | DANTRV | DANTRV Thermo Radiator Head | 1 | ea | =GetRate("PLU",$A4,2) | 1 | =PRODUCT(C4*E4,F4) | =G4
B |  | Discount - trade price | =GetValue("Discount 10%",2) | % | =SubTotal(G4:G4) | 1 | =PRODUCT(C5*E5,F5) | =G5
B |  | Waste and Fixings | =GetValue("Waste 2.5%",3) | % | =SubTotal(G4:G5) | 1 | =PRODUCT(C6*E6,F6) | =G6
B | Plumber | Plumber | 2.2 | hrs | =GetRate("LAB1",$A7,2) | 1 | =PRODUCT(C7*E7,F7) | =G7
B |  | Margin | =GetValue("Builders margin",3) | % | =SubTotal(G1:G7) | 1 | =PRODUCT(C8*E8,F8) | =G8
I | T30.12.106 | 600mm x 400mm, 901 Watt | T30.12_HVAC_Radiators | No
B | DLP226400 | DeLonghi Type 22 600x 400mm Radiator, 901w | 1 | ea | =GetRate("PLU",$A1,2) | 1 | =PRODUCT(C1*E1,F1) | =G1
B |  | Discount - trade price | =GetValue("Discount 10%",2) | % | =SubTotal(G1:G1) | 1 | =PRODUCT(C2*E2,F2) | =G2
B |  | Waste and Fixings | =GetValue("Waste 2.5%",3) | % | =SubTotal(G1:G2) | 1 | =PRODUCT(C3*E3,F3) | =G3
B | DANTRV | DANTRV Thermo Radiator Head | 1 | ea | =GetRate("PLU",$A4,2) | 1 | =PRODUCT(C4*E4,F4) | =G4
B |  | Discount - trade price | =GetValue("Discount 10%",2) | % | =SubTotal(G4:G4) | 1 | =PRODUCT(C5*E5,F5) | =G5
B |  | Waste and Fixings | =GetValue("Waste 2.5%",3) | % | =SubTotal(G4:G5) | 1 | =PRODUCT(C6*E6,F6) | =G6
B | Plumber | Plumber | 1.75 | hrs | =GetRate("LAB1",$A7,2) | 1 | =PRODUCT(C7*E7,F7) | =G7
B |  | Margin | =GetValue("Builders margin",3) | % | =SubTotal(G1:G7) | 1 | =PRODUCT(C8*E8,F8) | =G8
I | T30.12.109 | 600mm x 600mm, 1351 Watt | T30.12_HVAC_Radiators | No
B | DLP226600 | DLP226600 DL PHD22 6600 600 x 600 1351W C/W BRACKETS, 1351w | 1 | ea | =GetRate("PLU",$A1,2) | 1 | =PRODUCT(C1*E1,F1) | =G1
B |  | Discount - trade price | =GetValue("Discount 10%",2) | % | =SubTotal(G1:G1) | 1 | =PRODUCT(C2*E2,F2) | =G2
B |  | Waste and Fixings | =GetValue("Waste 2.5%",3) | % | =SubTotal(G1:G2) | 1 | =PRODUCT(C3*E3,F3) | =G3
B | DANTRV | DANTRV Thermo Radiator Head | 1 | ea | =GetRate("PLU",$A4,2) | 1 | =PRODUCT(C4*E4,F4) | =G4
B |  | Discount - trade price | =GetValue("Discount 10%",2) | % | =SubTotal(G4:G4) | 1 | =PRODUCT(C5*E5,F5) | =G5
B |  | Waste and Fixings | =GetValue("Waste 2.5%",3) | % | =SubTotal(G4:G5) | 1 | =PRODUCT(C6*E6,F6) | =G6
B | Plumber | Plumber | 1.85 | hrs | =GetRate("LAB1",$A7,2) | 1 | =PRODUCT(C7*E7,F7) | =G7
B |  | Margin | =GetValue("Builders margin",3) | % | =SubTotal(G1:G7) | 1 | =PRODUCT(C8*E8,F8) | =G8
I | T30.12.112 | 600mm x 800mm, 1802 Watt | T30.12_HVAC_Radiators | No
B | DLP226800 | DLP226800 600x 800 Rad with bracket, 1802w | 1 | ea | =GetRate("PLU",$A1,2) | 1 | =PRODUCT(C1*E1,F1) | =G1
B |  | Discount - trade price | =GetValue("Discount 10%",2) | % | =SubTotal(G1:G1) | 1 | =PRODUCT(C2*E2,F2) | =G2
B |  | Waste and Fixings | =GetValue("Waste 2.5%",3) | % | =SubTotal(G1:G2) | 1 | =PRODUCT(C3*E3,F3) | =G3
B | DANTRV | DANTRV Thermo Radiator Head | 1 | ea | =GetRate("PLU",$A4,2) | 1 | =PRODUCT(C4*E4,F4) | =G4
B |  | Discount - trade price | =GetValue("Discount 10%",2) | % | =SubTotal(G4:G4) | 1 | =PRODUCT(C5*E5,F5) | =G5
B |  | Waste and Fixings | =GetValue("Waste 2.5%",3) | % | =SubTotal(G4:G5) | 1 | =PRODUCT(C6*E6,F6) | =G6
B | Plumber | Plumber | 2 | hrs | =GetRate("LAB1",$A7,2) | 1 | =PRODUCT(C7*E7,F7) | =G7
B |  | Margin | =GetValue("Builders margin",3) | % | =SubTotal(G1:G7) | 1 | =PRODUCT(C8*E8,F8) | =G8
I | T30.12.115 | 600mm x 1000mm, 2252 Watt | T30.12_HVAC_Radiators | No
B | DLP2261000 | DLP2261000 Rad with bracket, 600 x 1000 2252w | 1 | ea | =GetRate("PLU",$A1,2) | 1 | =PRODUCT(C1*E1,F1) | =G1
B |  | Discount - trade price | =GetValue("Discount 10%",2) | % | =SubTotal(G1:G1) | 1 | =PRODUCT(C2*E2,F2) | =G2
B |  | Waste and Fixings | =GetValue("Waste 2.5%",3) | % | =SubTotal(G1:G2) | 1 | =PRODUCT(C3*E3,F3) | =G3
B | DANTRV | DANTRV Thermo Radiator Head | 1 | ea | =GetRate("PLU",$A4,2) | 1 | =PRODUCT(C4*E4,F4) | =G4
B |  | Discount - trade price | =GetValue("Discount 10%",2) | % | =SubTotal(G4:G4) | 1 | =PRODUCT(C5*E5,F5) | =G5
B |  | Waste and Fixings | =GetValue("Waste 2.5%",3) | % | =SubTotal(G4:G5) | 1 | =PRODUCT(C6*E6,F6) | =G6
B | Plumber | Plumber | 2 | hrs | =GetRate("LAB1",$A7,2) | 1 | =PRODUCT(C7*E7,F7) | =G7
B |  | Margin | =GetValue("Builders margin",3) | % | =SubTotal(G1:G7) | 1 | =PRODUCT(C8*E8,F8) | =G8
I | T30.12.118 | 600mm x 1200mm, 2702 Watt | T30.12_HVAC_Radiators | No
B | DLP2261200 | DLP2261200 600mmx1200mm RADIATOR, 2702w | 1 | ea | =GetRate("PLU",$A1,2) | 1 | =PRODUCT(C1*E1,F1) | =G1
B |  | Discount - trade price | =GetValue("Discount 10%",2) | % | =SubTotal(G1:G1) | 1 | =PRODUCT(C2*E2,F2) | =G2
B |  | Waste and Fixings | =GetValue("Waste 2.5%",3) | % | =SubTotal(G1:G2) | 1 | =PRODUCT(C3*E3,F3) | =G3
B | DANTRV | DANTRV Thermo Radiator Head | 1 | ea | =GetRate("PLU",$A4,2) | 1 | =PRODUCT(C4*E4,F4) | =G4
B |  | Discount - trade price | =GetValue("Discount 10%",2) | % | =SubTotal(G4:G4) | 1 | =PRODUCT(C5*E5,F5) | =G5
B |  | Waste and Fixings | =GetValue("Waste 2.5%",3) | % | =SubTotal(G4:G5) | 1 | =PRODUCT(C6*E6,F6) | =G6
B | Plumber | Plumber | 2 | hrs | =GetRate("LAB1",$A7,2) | 1 | =PRODUCT(C7*E7,F7) | =G7
B |  | Margin | =GetValue("Builders margin",3) | % | =SubTotal(G1:G7) | 1 | =PRODUCT(C8*E8,F8) | =G8
I | T30.12.121 | 600mm x 1400mm, 3153 Watt | T30.12_HVAC_Radiators | No
B | DLP2261400 | DL Radiator T22 600 x 1400 3153 Watts | 1 | ea | =GetRate("PLU",$A1,2) | 1 | =PRODUCT(C1*E1,F1) | =G1
B |  | Discount - trade price | =GetValue("Discount 10%",2) | % | =SubTotal(G1:G1) | 1 | =PRODUCT(C2*E2,F2) | =G2
B |  | Waste and Fixings | =GetValue("Waste 2.5%",3) | % | =SubTotal(G1:G2) | 1 | =PRODUCT(C3*E3,F3) | =G3
B | DANTRV | DANTRV Thermo Radiator Head | 1 | ea | =GetRate("PLU",$A4,2) | 1 | =PRODUCT(C4*E4,F4) | =G4
B |  | Discount - trade price | =GetValue("Discount 10%",2) | % | =SubTotal(G4:G4) | 1 | =PRODUCT(C5*E5,F5) | =G5
B |  | Waste and Fixings | =GetValue("Waste 2.5%",3) | % | =SubTotal(G4:G5) | 1 | =PRODUCT(C6*E6,F6) | =G6
B | Plumber | Plumber | 2 | hrs | =GetRate("LAB1",$A7,2) | 1 | =PRODUCT(C7*E7,F7) | =G7
B |  | Margin | =GetValue("Builders margin",3) | % | =SubTotal(G1:G7) | 1 | =PRODUCT(C8*E8,F8) | =G8
I | T30.12.124 | 600mm x 1400mm, 3153 Watt | T30.12_HVAC_Radiators | No
B | DLP2261600 | DL Radiator T22 600x1600 3603W | 1 | ea | =GetRate("PLU",$A1,2) | 1 | =PRODUCT(C1*E1,F1) | =G1
B |  | Discount - trade price | =GetValue("Discount 10%",2) | % | =SubTotal(G1:G1) | 1 | =PRODUCT(C2*E2,F2) | =G2
B |  | Waste and Fixings | =GetValue("Waste 2.5%",3) | % | =SubTotal(G1:G2) | 1 | =PRODUCT(C3*E3,F3) | =G3
B | DANTRV | DANTRV Thermo Radiator Head | 1 | ea | =GetRate("PLU",$A4,2) | 1 | =PRODUCT(C4*E4,F4) | =G4
B |  | Discount - trade price | =GetValue("Discount 10%",2) | % | =SubTotal(G4:G4) | 1 | =PRODUCT(C5*E5,F5) | =G5
B |  | Waste and Fixings | =GetValue("Waste 2.5%",3) | % | =SubTotal(G4:G5) | 1 | =PRODUCT(C6*E6,F6) | =G6
B | Plumber | Plumber | 2.2 | hrs | =GetRate("LAB1",$A7,2) | 1 | =PRODUCT(C7*E7,F7) | =G7
B |  | Margin | =GetValue("Builders margin",3) | % | =SubTotal(G1:G7) | 1 | =PRODUCT(C8*E8,F8) | =G8
I | T30.12.127 | 600mm x 1800mm, 4054 Watt | T30.12_HVAC_Radiators | No
B | DLP2261800 | Type 22 600x1800 4054w c/w brackets | 1 | ea | =GetRate("PLU",$A1,2) | 1 | =PRODUCT(C1*E1,F1) | =G1
B |  | Discount - trade price | =GetValue("Discount 10%",2) | % | =SubTotal(G1:G1) | 1 | =PRODUCT(C2*E2,F2) | =G2
B |  | Waste and Fixings | =GetValue("Waste 2.5%",3) | % | =SubTotal(G1:G2) | 1 | =PRODUCT(C3*E3,F3) | =G3
B | DANTRV | DANTRV Thermo Radiator Head | 1 | ea | =GetRate("PLU",$A4,2) | 1 | =PRODUCT(C4*E4,F4) | =G4
B |  | Discount - trade price | =GetValue("Discount 10%",2) | % | =SubTotal(G4:G4) | 1 | =PRODUCT(C5*E5,F5) | =G5
B |  | Waste and Fixings | =GetValue("Waste 2.5%",3) | % | =SubTotal(G4:G5) | 1 | =PRODUCT(C6*E6,F6) | =G6
B | Plumber | Plumber | 2 | hrs | =GetRate("LAB1",$A7,2) | 1 | =PRODUCT(C7*E7,F7) | =G7
B |  | Margin | =GetValue("Builders margin",3) | % | =SubTotal(G1:G7) | 1 | =PRODUCT(C8*E8,F8) | =G8
I | T30.12.130 | 900mm x 400mm, 1226 Watt | T30.12_HVAC_Radiators | No
B | DLP229400 | DL Radiator T22 900 x 400 1226 Watts | 1 | ea | =GetRate("PLU",$A1,2) | 1 | =PRODUCT(C1*E1,F1) | =G1
B |  | Discount - trade price | =GetValue("Discount 10%",2) | % | =SubTotal(G1:G1) | 1 | =PRODUCT(C2*E2,F2) | =G2
B |  | Waste and Fixings | =GetValue("Waste 2.5%",3) | % | =SubTotal(G1:G2) | 1 | =PRODUCT(C3*E3,F3) | =G3
B | DANTRV | DANTRV Thermo Radiator Head | 1 | ea | =GetRate("PLU",$A4,2) | 1 | =PRODUCT(C4*E4,F4) | =G4
B |  | Discount - trade price | =GetValue("Discount 10%",2) | % | =SubTotal(G4:G4) | 1 | =PRODUCT(C5*E5,F5) | =G5
B |  | Waste and Fixings | =GetValue("Waste 2.5%",3) | % | =SubTotal(G4:G5) | 1 | =PRODUCT(C6*E6,F6) | =G6
B | Plumber | Plumber | 2 | hrs | =GetRate("LAB1",$A7,2) | 1 | =PRODUCT(C7*E7,F7) | =G7
B |  | Margin | =GetValue("Builders margin",3) | % | =SubTotal(G1:G7) | 1 | =PRODUCT(C8*E8,F8) | =G8
I | T30.12.133 | 900mm x 600mm, 1839 Watt | T30.12_HVAC_Radiators | No
B | DLP229600 | DeLonghi Type 22 | 1 | ea | =GetRate("PLU",$A1,2) | 1 | =PRODUCT(C1*E1,F1) | =G1
B |  | Discount - trade price | =GetValue("Discount 10%",2) | % | =SubTotal(G1:G1) | 1 | =PRODUCT(C2*E2,F2) | =G2
B |  | Waste and Fixings | =GetValue("Waste 2.5%",3) | % | =SubTotal(G1:G2) | 1 | =PRODUCT(C3*E3,F3) | =G3
B | DANTRV | DANTRV Thermo Radiator Head | 1 | ea | =GetRate("PLU",$A4,2) | 1 | =PRODUCT(C4*E4,F4) | =G4
B |  | Discount - trade price | =GetValue("Discount 10%",2) | % | =SubTotal(G4:G4) | 1 | =PRODUCT(C5*E5,F5) | =G5
B |  | Waste and Fixings | =GetValue("Waste 2.5%",3) | % | =SubTotal(G4:G5) | 1 | =PRODUCT(C6*E6,F6) | =G6
B | Plumber | Plumber | 2 | hrs | =GetRate("LAB1",$A7,2) | 1 | =PRODUCT(C7*E7,F7) | =G7
B |  | Margin | =GetValue("Builders margin",3) | % | =SubTotal(G1:G7) | 1 | =PRODUCT(C8*E8,F8) | =G8
I | T30.12.136 | 900mm x 800mm, 2453 Watt | T30.12_HVAC_Radiators | No
B | DLP229800 | DL Radiator T22 900 x 800 2453 Watts | 1 | ea | =GetRate("PLU",$A1,2) | 1 | =PRODUCT(C1*E1,F1) | =G1
B |  | Discount - trade price | =GetValue("Discount 10%",2) | % | =SubTotal(G1:G1) | 1 | =PRODUCT(C2*E2,F2) | =G2
B |  | Waste and Fixings | =GetValue("Waste 2.5%",3) | % | =SubTotal(G1:G2) | 1 | =PRODUCT(C3*E3,F3) | =G3
B | DANTRV | DANTRV Thermo Radiator Head | 1 | ea | =GetRate("PLU",$A4,2) | 1 | =PRODUCT(C4*E4,F4) | =G4
B |  | Discount - trade price | =GetValue("Discount 10%",2) | % | =SubTotal(G4:G4) | 1 | =PRODUCT(C5*E5,F5) | =G5
B |  | Waste and Fixings | =GetValue("Waste 2.5%",3) | % | =SubTotal(G4:G5) | 1 | =PRODUCT(C6*E6,F6) | =G6
B | Plumber | Plumber | 2.2 | hrs | =GetRate("LAB1",$A7,2) | 1 | =PRODUCT(C7*E7,F7) | =G7
B |  | Margin | =GetValue("Builders margin",3) | % | =SubTotal(G1:G7) | 1 | =PRODUCT(C8*E8,F8) | =G8
I | T30.13.001 | Hot Water Boilers | T30.13_HVAC_Hot Water Boilers
I | T30.13.004 | Operating at 500 kPa, with insulated casing, modular control panel with on/off switch, digital flow temperature indication, limit, control and high/low thermostats, indicator lights showing run and fault conditions, safety valve and drain cock | T30.13_HVAC_Hot Water Boilers
I | T30.13.007 | Rates exclude freight and hoisting | T30.13_HVAC_Hot Water Boilers
I | T30.13.010 | <b>Commercial Forced Draught Natural Gas Fired Boiler,</b> complete with matching gas valve train | T30.13_HVAC_Hot Water Boilers
I | T30.13.013 | On-Off Control | T30.13_HVAC_Hot Water Boilers
I | T30.13.016 | 100 kW | T30.13_HVAC_Hot Water Boilers | No | 12878.4444
I | T30.13.019 | 125 kW | T30.13_HVAC_Hot Water Boilers | No | 13770.4579
I | T30.13.022 | 150 kW | T30.13_HVAC_Hot Water Boilers | No | 13937.7104
I | T30.13.025 | 175 kW | T30.13_HVAC_Hot Water Boilers | No | 15442.9832
I | T30.13.028 | 200 kW | T30.13_HVAC_Hot Water Boilers | No | 16892.505
I | T30.13.031 | <b>Add</b> extra for fully modulating control | T30.13_HVAC_Hot Water Boilers | No | 1672.5253
I | T30.13.034 | High-Low Control | T30.13_HVAC_Hot Water Boilers
I | T30.13.037 | 250 kW | T30.13_HVAC_Hot Water Boilers | No | 20181.8047
I | T30.13.040 | 300 kW | T30.13_HVAC_Hot Water Boilers | No | 20906.5657
I | T30.13.043 | 350 kW | T30.13_HVAC_Hot Water Boilers | No | 24140.1145
I | T30.13.046 | 400 kW | T30.13_HVAC_Hot Water Boilers | No | 27039.1582
I | T30.13.049 | 450 kW | T30.13_HVAC_Hot Water Boilers | No | 29436.4444
I | T30.13.052 | 500 kW | T30.13_HVAC_Hot Water Boilers | No | 31220.4714
I | T30.13.055 | 600 kW | T30.13_HVAC_Hot Water Boilers | No | 31387.7239
I | T30.13.058 | 750 kW | T30.13_HVAC_Hot Water Boilers | No | 37687.569
I | T30.13.061 | 950 kW | T30.13_HVAC_Hot Water Boilers | No | 48837.7374
I | T30.13.064 | 1200 kW | T30.13_HVAC_Hot Water Boilers | No | 55583.5892
I | T30.13.067 | 1500 kW | T30.13_HVAC_Hot Water Boilers | No | 62998.4512
I | T30.13.070 | <b>Commercial Forced Draught Oil Fired Boiler,</b> complete with valve train | T30.13_HVAC_Hot Water Boilers
I | T30.13.073 | On-Off Control | T30.13_HVAC_Hot Water Boilers
I | T30.13.076 | 100 kW | T30.13_HVAC_Hot Water Boilers | No | 10369.6566
I | T30.13.079 | 125 kW | T30.13_HVAC_Hot Water Boilers | No | 10871.4141
I | T30.13.082 | 150 kW | T30.13_HVAC_Hot Water Boilers | No | 11261.67
I | T30.13.085 | 175 kW | T30.13_HVAC_Hot Water Boilers | No | 12878.4444
I | T30.13.088 | 200 kW | T30.13_HVAC_Hot Water Boilers | No | 13993.4613
I | T30.13.091 | 250 kW | T30.13_HVAC_Hot Water Boilers | No | 15442.9832
I | T30.13.094 | High-Low Control | T30.13_HVAC_Hot Water Boilers
I | T30.13.097 | 300 kW | T30.13_HVAC_Hot Water Boilers | No | 15833.2391
I | T30.13.100 | 350 kW | T30.13_HVAC_Hot Water Boilers | No | 24140.1145
I | T30.13.103 | 400 kW | T30.13_HVAC_Hot Water Boilers | No | 24530.3704
I | T30.13.106 | 450 kW | T30.13_HVAC_Hot Water Boilers | No | 26370.1481
I | T30.13.109 | 500 kW | T30.13_HVAC_Hot Water Boilers | No | 27373.6633
I | T30.13.112 | 600 kW | T30.13_HVAC_Hot Water Boilers | No | 28488.6801
I | T30.13.115 | 750 kW | T30.13_HVAC_Hot Water Boilers | No | 35959.2929
I | T30.13.118 | 950 kW | T30.13_HVAC_Hot Water Boilers | No | 40586.6128
I | T30.13.121 | 1200 kW | T30.13_HVAC_Hot Water Boilers | No | 47778.4714
I | T30.13.124 | 1500 kW | T30.13_HVAC_Hot Water Boilers | No | 59653.4007
I | T30.14.001 | Flues | T30.14_HVAC_Flues
I | T30.14.004 | <b>Boiler Flue,</b> light duty, 0.55mm type 304 stainless steel, pre-insulated with granular vermiculite, complete with base plate, draught stabiliser, roof flashing, clean out door, drain and test connections. | T30.14_HVAC_Flues
I | T30.14.007 | 150mm diameter | T30.14_HVAC_Flues | m | 340.0801
I | T30.14.010 | 180mm diameter | T30.14_HVAC_Flues | m | 379.1057
I | T30.14.013 | 200mm diameter | T30.14_HVAC_Flues | m | 406.9811
I | T30.14.016 | <b>Add</b> extra for roof penetrations, guide wires, drain pipework | T30.14_HVAC_Flues
I | T30.14.019 | <b>Bend</b> to boiler flue | T30.14_HVAC_Flues
I | T30.14.022 | 150mm diameter | T30.14_HVAC_Flues | No | 362.3805
I | T30.14.025 | 180mm diameter | T30.14_HVAC_Flues | No | 406.9811
I | T30.14.028 | 200mm diameter | T30.14_HVAC_Flues | No | 446.0067
I | T30.14.031 | <b>Commercial Boiler Flue,</b> 0.75mm spiral stainless steel, white wool insulation held in place with wire netting, and heavy gauge aluminium cladding | T30.14_HVAC_Flues
I | T30.14.034 | 200mm diameter | T30.14_HVAC_Flues | m | 406.9811
I | T30.14.037 | 250mm diameter | T30.14_HVAC_Flues | m | 501.7576
I | T30.14.040 | 300mm diameter | T30.14_HVAC_Flues | m | 646.7098
I | T30.14.043 | 400mm diameter | T30.14_HVAC_Flues | m | 769.3616
I | T30.14.046 | 450mm diameter | T30.14_HVAC_Flues | m | 880.8633
I | T30.14.049 | <b>Bend</b> to commercial boiler flue | T30.14_HVAC_Flues
I | T30.14.052 | 200mm diameter | T30.14_HVAC_Flues | No | 446.0067
I | T30.14.055 | 250mm diameter | T30.14_HVAC_Flues | No | 512.9077
I | T30.14.058 | 300mm diameter | T30.14_HVAC_Flues | No | 663.435
I | T30.14.061 | 400mm diameter | T30.14_HVAC_Flues | No | 852.9879
I | T30.14.064 | 450mm diameter | T30.14_HVAC_Flues | No | 986.7899
I | T30.15.001 | Pumps | T30.15_HVAC_Pumps
I | T30.15.004 | Rates include motor and installation but exclude electrical connection, control gear, piping and flexible head | T30.15_HVAC_Pumps
I | T30.15.007 | <b>Glandless Pump,</b> cast iron, suitable for heating and chilled water (closed) systems, multi-speed operating temperature range from -10°C to +130°C continuous duty | T30.15_HVAC_Pumps
I | T30.15.010 | 0.5 litre/sec @ 4m head | T30.15_HVAC_Pumps | No | 546.3582
I | T30.15.013 | 2 litre/sec @ 2m head | T30.15_HVAC_Pumps | No | 836.2626
I | T30.15.016 | 2 litre/sec @ 3m head | T30.15_HVAC_Pumps | No | 992.365
I | T30.15.019 | 3 litre/sec @ 5m head | T30.15_HVAC_Pumps | No | 1310.1448
I | T30.15.022 | 5 litre/sec @ 4m head | T30.15_HVAC_Pumps | No | 1393.771
I | T30.15.025 | 6 litre/sec @ 6m head | T30.15_HVAC_Pumps | No | 1784.0269
I | T30.15.028 | 8 litre/sec @ 6m head | T30.15_HVAC_Pumps | No | 1895.5286
I | T30.15.031 | 12 litre/sec @ 6m head | T30.15_HVAC_Pumps | No | 2453.037
I | T30.15.034 | 14 litre/sec @ 8m head | T30.15_HVAC_Pumps | No | 3540.1785
I | T30.15.037 | <b>Inline Centrifugal Pump,</b> with TEFC motor and mechanical seal. Cast iron. Operating temperature range from -10°C to +140°C | T30.15_HVAC_Pumps
I | T30.15.040 | 3 litre/sec @ 14m head | T30.15_HVAC_Pumps | No | 2118.532
I | T30.15.043 | 3 litre/sec @ 20m head | T30.15_HVAC_Pumps | No | 2174.2828
I | T30.15.046 | 6 litre/sec @ 15m head | T30.15_HVAC_Pumps | No | 2257.9091
I | T30.15.049 | 6 litre/sec @ 20m head | T30.15_HVAC_Pumps | No | 2257.9091
I | T30.15.052 | 10 litre/sec @ 14m head | T30.15_HVAC_Pumps | No | 2676.0404
I | T30.15.055 | 10 litre/sec @ 20m head | T30.15_HVAC_Pumps | No | 2954.7946
I | T30.15.058 | 15 litre/sec @ 10m head | T30.15_HVAC_Pumps | No | 2787.5421
I | T30.15.061 | 15 litre/sec @ 14m head | T30.15_HVAC_Pumps | No | 3177.798
I | T30.15.064 | 15 litre/sec @ 20m head | T30.15_HVAC_Pumps | No | 3707.431
I | T30.15.067 | 20 litre/sec @ 14m head | T30.15_HVAC_Pumps | No | 3874.6835
I | T30.15.070 | 20 litre/sec @ 19m head | T30.15_HVAC_Pumps | No | 2676.0404
I | T30.15.073 | 30 litre/sec @ 10m head | T30.15_HVAC_Pumps | No | 5519.3333
I | T30.15.076 | 30 litre/sec @ 18m head | T30.15_HVAC_Pumps | No | 5909.5892
I | T30.15.079 | 30 litre/sec @ 25m head | T30.15_HVAC_Pumps | No | 9310.3906
I | T30.15.082 | <b>Baseplate Centrifugal Pump,</b> with TEFC motor and mechanical seal. Cast iron, bronze impeller, mounted on common base, operating temperature range -30°C to +140°C | T30.15_HVAC_Pumps
I | T30.15.085 | 14 litre/sec @ 13m head | T30.15_HVAC_Pumps | No | 4543.6936
I | T30.15.088 | 14 litre/sec @ 21m head | T30.15_HVAC_Pumps | No | 5240.5791
I | T30.15.091 | 22 litre/sec @ 13m head | T30.15_HVAC_Pumps | No | 4738.8215
I | T30.15.094 | 26 litre/sec @ 20m head | T30.15_HVAC_Pumps | No | 5435.7071
I | T30.15.097 | 26 litre/sec @ 35m head | T30.15_HVAC_Pumps | No | 5296.33
I | T30.15.100 | 40 litre/sec @ 14m head | T30.15_HVAC_Pumps | No | 5352.0808
I | T30.15.103 | 40 litre/sec @ 20m head | T30.15_HVAC_Pumps | No | 7191.8586
I | T30.15.106 | 40 litre/sec @ 33m head | T30.15_HVAC_Pumps | No | 7749.367
I | T30.15.109 | 60 litre/sec @ 15m head | T30.15_HVAC_Pumps | No | 5575.0842
I | T30.15.112 | 80 litre/sec @ 30m head | T30.15_HVAC_Pumps | No | 8920.1347
I | T30.15.115 | 100 litre/sec @ 14m head | T30.15_HVAC_Pumps | No | 6857.3535
I | T30.15.118 | 100 litre/sec @ 22m head | T30.15_HVAC_Pumps | No | 7136.1077
I | T30.15.121 | 130 litre/sec @ 35m head | T30.15_HVAC_Pumps | No | 8864.3838
I | T30.15.124 | <b>Add</b> extra for | T30.15_HVAC_Pumps
I | T30.15.127 | Inertia base to baseplate pump | T30.15_HVAC_Pumps | No | 1979.1549
I | T30.15.130 | Isolating valves, strainer, check valve | T30.15_HVAC_Pumps
I | T30.15.133 | Gauges, flexible pipe connection | T30.15_HVAC_Pumps
I | T30.15.136 | Anchors and guides, concrete plinth, holding down bolts | T30.15_HVAC_Pumps
I | T30.15.139 | <b>Submersible Sump Pump,</b> with float switch | T30.15_HVAC_Pumps
I | T30.15.142 | 2 litre/sec @ 3m head (0.4 kW) | T30.15_HVAC_Pumps | No | 925.464
I | T30.15.145 | 3 litre/sec @ 5m head (0.5 kW) | T30.15_HVAC_Pumps | No | 1365.8956
I | T30.15.148 | 6 litre/sec @ 8m head (1.4 kW) | T30.15_HVAC_Pumps | No | 2954.7946
I | T30.16.001 | Pipework | T30.16_HVAC_Pipework
I | T30.16.004 | <b>Black Mild Steel Pipe,</b> with welded joints, hangers and supports, excludes insulation | T30.16_HVAC_Pipework
I | T30.16.007 | 25mm dia | T30.16_HVAC_Pipework | m | 42.8166
I | T30.16.010 | 32mm dia | T30.16_HVAC_Pipework | m | 51.6253
I | T30.16.013 | 40mm dia | T30.16_HVAC_Pipework | m | 59.0959
I | T30.16.016 | 50mm dia | T30.16_HVAC_Pipework | m | 66.901
I | T30.16.019 | 65mm dia | T30.16_HVAC_Pipework | m | 82.5112
I | T30.16.022 | 80mm dia | T30.16_HVAC_Pipework | m | 104.8116
I | T30.16.025 | 100mm dia | T30.16_HVAC_Pipework | m | 120.4218
I | T30.16.028 | 125mm dia | T30.16_HVAC_Pipework | m | 175.0576
I | T30.16.031 | 150mm dia | T30.16_HVAC_Pipework | m | 220.7733
I | T30.16.034 | 200mm dia | T30.16_HVAC_Pipework | m | 316.6648
I | T30.16.037 | 250mm dia | T30.16_HVAC_Pipework | m | 460.502
I | T30.16.040 | 300mm dia | T30.16_HVAC_Pipework | m | 619.9494
I | T30.16.043 | 350mm dia | T30.16_HVAC_Pipework | m | 651.1698
I | T30.16.046 | 400mm dia | T30.16_HVAC_Pipework | m | 771.5916
I | T30.16.049 | 25mm dia | T30.16_HVAC_Pipework | No
B | GSSP25GALV | 25mmx6.5m Pipe Med Screw & Socketed Galvanised | 1 | m | =GetRate("PLU",$A1,2) | 0.15385 | =PRODUCT(C1*E1,F1) | =G1
B | MRIN23-28 | Rubber Lined MUNZ Ring to Fit 23-28mm | 0.55556 | no | =GetRate("PLU",$A2,2) | 1 | =PRODUCT(C2*E2,F2) | =G2
B |  | Discount | =GetValue("Discount 20%",2) | % | =SubTotal(G1:G2) | 1 | =PRODUCT(C3*E3,F3) | =G3
B |  | Waste and Fixings | =GetValue("Waste 5%",3) | % | =SubTotal(G1:G3) | 1 | =PRODUCT(C4*E4,F4) | =G4
B | MechPipe | Mechanical Pipefitter | 0.32 | hour | =GetRate("LAB1",$A5,2) | 1 | =PRODUCT(C5*E5,F5) | =G5
B |  | Margin | =GetValue("Builders margin",3) | % | =SubTotal(G1:G5) | 1 | =PRODUCT(C6*E6,F6) | =G6
B |  | Max centres | 1.8
I | T30.16.052 | 32mm dia | T30.16_HVAC_Pipework | No
B | GSSP32GALV | 32mmx6.5m Pipe Med Screw & Socketed Galvanised | 1 | m | =GetRate("PLU",$A1,2) | 0.15385 | =PRODUCT(C1*E1,F1) | =G1
B | GB32 | 32mm Galv Mal Backnut | 0.4 | No | =GetRate("PLU",$A2,2) | 1 | =PRODUCT(C2*E2,F2) | =G2
B |  | Discount at 20% | =GetValue("Discount 20%",2) | % | =SubTotal(G1:G2) | 1 | =PRODUCT(C3*E3,F3) | =G3
B |  | Waste and Fixings | =GetValue("Waste 5%",3) | % | =SubTotal(G1:G3) | 1 | =PRODUCT(C4*E4,F4) | =G4
B | MechPipe | Mechanical Pipefitter | 0.24 | hour | =GetRate("LAB1",$A5,2) | 1 | =PRODUCT(C5*E5,F5) | =G5
B |  | Margin | =GetValue("Builders margin",3) | % | =SubTotal(G1:G5) | 1 | =PRODUCT(C6*E6,F6) | =G6
B |  | Plain elbow at 2 per 5 = 2/5 0r 0.40/m
B |  | Backnut, 2 per 5m = 0.40 backnut per m
B |  | Labour assumed to be
B |  | halfway between pvc & copper
I | T30.16.055 | 40mm dia | T30.16_HVAC_Pipework | No
B | GSSP40GALV | 40mmx6.5m Pipe Med Screw & Socketed Galvanised | 1 | m | =GetRate("PLU",$A1,2) | 0.15385 | =PRODUCT(C1*E1,F1) | =G1
B | GB40 | 40mm Galv Mal Backnut | 0.4 | No | =GetRate("PLU",$A2,2) | 1 | =PRODUCT(C2*E2,F2) | =G2
B |  | Discount at 20% | =GetValue("Discount 20%",2) | % | =SubTotal(G1:G2) | 1 | =PRODUCT(C3*E3,F3) | =G3
B |  | Waste and Fixings | =GetValue("Waste 5%",3) | % | =SubTotal(G1:G3) | 1 | =PRODUCT(C4*E4,F4) | =G4
B | MechPipe | Mechanical Pipefitter | 0.28 | hour | =GetRate("LAB1",$A5,2) | 1 | =PRODUCT(C5*E5,F5) | =G5
B |  | Margin | =GetValue("Builders margin",3) | % | =SubTotal(G1:G5) | 1 | =PRODUCT(C6*E6,F6) | =G6
B |  | Plain elbow at 2 per 5 = 2/5 0r 0.40/m
B |  | Backnut, 2 per 5m = 0.40 backnut per m
B |  | Labour assumed to be
B |  | halfway between pvc & copper
I | T30.16.058 | 50mm dia | T30.16_HVAC_Pipework | No
B | GSSP50GALV | 50mmx6.5m Pipe Med Screw & Socketed Galvanised | 1 | m | =GetRate("PLU",$A1,2) | 0.15385 | =PRODUCT(C1*E1,F1) | =G1
B | GB50 | 50mm Galv Mal Backnut | 0.4 | No | =GetRate("PLU",$A2,2) | 1 | =PRODUCT(C2*E2,F2) | =G2
B |  | Discount at 20% | =GetValue("Discount 20%",2) | % | =SubTotal(G1:G2) | 1 | =PRODUCT(C3*E3,F3) | =G3
B |  | Waste and Fixings | =GetValue("Waste 5%",3) | % | =SubTotal(G1:G3) | 1 | =PRODUCT(C4*E4,F4) | =G4
B | MechPipe | Mechanical Pipefitter | 0.31 | hour | =GetRate("LAB1",$A5,2) | 1 | =PRODUCT(C5*E5,F5) | =G5
B |  | Margin | =GetValue("Builders margin",3) | % | =SubTotal(G1:G5) | 1 | =PRODUCT(C6*E6,F6) | =G6
B |  | Plain elbow at 2 per 5 = 2/5 0r 0.40/m
B |  | Backnut, 2 per 5m = 0.40 backnut per m
B |  | Labour assumed to be
B |  | halfway between pvc & copper
I | T30.16.061 | 65mm dia | T30.16_HVAC_Pipework | No
B | GSSP65GALV | 65mmx6.5m Pipe Med Screw & Socketed Galvanised | 1 | m | =GetRate("PLU",$A1,2) | 0.15385 | =PRODUCT(C1*E1,F1) | =G1
B | Ftgs_27_145 | Malleable Ftg for Galv: 65mm: Backnut: | 0.4 | No | 20.85 | 1 | =PRODUCT(C2*E2,F2) | =G2
B |  | Discount at 20% | =GetValue("Discount 20%",2) | % | =SubTotal(G1:G2) | 1 | =PRODUCT(C3*E3,F3) | =G3
B |  | Waste and Fixings | =GetValue("Waste 5%",3) | % | =SubTotal(G1:G3) | 1 | =PRODUCT(C4*E4,F4) | =G4
B | MechPipe | Mechanical Pipefitter | 0.36 | hour | =GetRate("LAB1",$A5,2) | 1 | =PRODUCT(C5*E5,F5) | =G5
B |  | Margin | =GetValue("Builders margin",3) | % | =SubTotal(G1:G5) | 1 | =PRODUCT(C6*E6,F6) | =G6
B |  | Plain elbow at 2 per 5 = 2/5 0r 0.40/m
B |  | Backnut, 2 per 5m = 0.40 backnut per m
B |  | Labour assumed to be
B |  | halfway between pvc & copper
I | T30.16.064 | 80mm dia | T30.16_HVAC_Pipework | No
B | GSSP80GALV | 80mmx6.5m Pipe Med Screw & Socketed Galvanised | 1 | m | =GetRate("PLU",$A1,2) | 0.15385 | =PRODUCT(C1*E1,F1) | =G1
B | Ftgs_27_148 | Malleable Ftg for Galv: 80mm: Backnut: | 0.4 | No | 55.68 | 1 | =PRODUCT(C2*E2,F2) | =G2
B |  | Discount at 20% | =GetValue("Discount 20%",2) | % | =SubTotal(G1:G2) | 1 | =PRODUCT(C3*E3,F3) | =G3
B |  | Waste and Fixings | =GetValue("Waste 5%",3) | % | =SubTotal(G1:G3) | 1 | =PRODUCT(C4*E4,F4) | =G4
B | MechPipe | Mechanical Pipefitter | 0.42 | hour | =GetRate("LAB1",$A5,2) | 1 | =PRODUCT(C5*E5,F5) | =G5
B |  | Margin | =GetValue("Builders margin",3) | % | =SubTotal(G1:G5) | 1 | =PRODUCT(C6*E6,F6) | =G6
B |  | Plain elbow at 2 per 5 = 2/5 0r 0.40/m
B |  | Backnut, 2 per 5m = 0.40 backnut per m
B |  | Labour assumed to be
B |  | halfway between pvc & copper
I | T30.16.067 | 100mm dia | T30.16_HVAC_Pipework | No
B | GSSP100GALV | 100mmx6.5m Pipe Med Screw & Socketed Galvanised | 1 | m | =GetRate("PLU",$A1,2) | 0.15385 | =PRODUCT(C1*E1,F1) | =G1
B | Ftgs_27_151 | Malleable Ftg for Galv: 100mm: Backnut: | 0.4 | No | 61.52 | 1 | =PRODUCT(C2*E2,F2) | =G2
B |  | Discount at 20% | =GetValue("Discount 20%",2) | % | =SubTotal(G1:G2) | 1 | =PRODUCT(C3*E3,F3) | =G3
B |  | Waste and Fixings | =GetValue("Waste 5%",3) | % | =SubTotal(G1:G3) | 1 | =PRODUCT(C4*E4,F4) | =G4
B | MechPipe | Mechanical Pipefitter | 0.5 | hour | =GetRate("LAB1",$A5,2) | 1 | =PRODUCT(C5*E5,F5) | =G5
B |  | Margin | =GetValue("Builders margin",3) | % | =SubTotal(G1:G5) | 1 | =PRODUCT(C6*E6,F6) | =G6
B |  | Plain elbow at 2 per 5 = 2/5 0r 0.40/m
B |  | Backnut, 2 per 5m = 0.40 backnut per m
B |  | Labour assumed to be
B |  | halfway between pvc & copper
I | T30.16.070 | <b>Bend,</b> long radius | T30.16_HVAC_Pipework
I | T30.16.073 | 25mm dia | T30.16_HVAC_Pipework | No | 111.5017
I | T30.16.076 | 32mm dia | T30.16_HVAC_Pipework | No | 140.4921
I | T30.16.079 | 40mm dia | T30.16_HVAC_Pipework | No | 167.2525
I | T30.16.082 | 50mm dia | T30.16_HVAC_Pipework | No | 220.7733
I | T30.16.085 | 65mm dia | T30.16_HVAC_Pipework | No | 263.144
I | T30.16.088 | 80mm dia | T30.16_HVAC_Pipework | No | 283.2143
I | T30.16.091 | 100mm dia | T30.16_HVAC_Pipework | No | 356.8054
I | T30.16.094 | 125mm dia | T30.16_HVAC_Pipework | No | 431.5115
I | T30.16.097 | 150mm dia | T30.16_HVAC_Pipework | No | 499.5275
I | T30.16.100 | 200mm dia | T30.16_HVAC_Pipework | No | 702.4606
I | T30.16.103 | 250mm dia | T30.16_HVAC_Pipework | No | 1011.3203
I | T30.16.106 | 300mm dia | T30.16_HVAC_Pipework | No | 1300.1096
I | T30.16.109 | 350mm dia | T30.16_HVAC_Pipework | No | 1600.0492
I | T30.16.112 | 400mm dia | T30.16_HVAC_Pipework | No | 1985.845
I | T30.16.115 | <b>Tee,</b> equal | T30.16_HVAC_Pipework
I | T30.16.118 | 25mm x 25mm dia | T30.16_HVAC_Pipework | No | 176.1727
I | T30.16.121 | 32mm x 32mm dia | T30.16_HVAC_Pipework | No | 220.7733
I | T30.16.124 | 40mm x 40mm dia | T30.16_HVAC_Pipework | No | 259.7989
I | T30.16.127 | 50mm x 50mm dia | T30.16_HVAC_Pipework | No | 345.6552
I | T30.16.130 | 65mm x 65mm dia | T30.16_HVAC_Pipework | No | 420.3613
I | T30.16.133 | 80mm x 80mm dia | T30.16_HVAC_Pipework | No | 451.5818
I | T30.16.136 | 100mm x 100mm dia | T30.16_HVAC_Pipework | No | 579.8088
I | T30.16.139 | 150mm x 150mm dia | T30.16_HVAC_Pipework | No | 822.8824
I | T30.16.142 | <b>Flanged ends,</b> gasket and bolts | T30.16_HVAC_Pipework
I | T30.16.145 | 25mm dia | T30.16_HVAC_Pipework | No | 93.6614
I | T30.16.148 | 32mm dia | T30.16_HVAC_Pipework | No | 105.9266
I | T30.16.151 | 40mm dia | T30.16_HVAC_Pipework | No | 117.0768
I | T30.16.154 | 50mm dia | T30.16_HVAC_Pipework | No | 143.8372
I | T30.16.157 | 65mm dia | T30.16_HVAC_Pipework | No | 167.2525
I | T30.16.160 | 80mm dia | T30.16_HVAC_Pipework | No | 175.0576
I | T30.16.163 | 100mm dia | T30.16_HVAC_Pipework | No | 257.5689
I | T30.16.166 | 150mm dia | T30.16_HVAC_Pipework | No | 320.0098
I | T30.16.169 | <b>Copper Pipe,</b> hangers and supports. Excludes insulation. | T30.16_HVAC_Pipework
I | T30.16.172 | Rates not applicable for residential use. | T30.16_HVAC_Pipework
I | T30.16.175 | 25mm dia | T30.16_HVAC_Pipework | m
B | MCDCT25 | 25mm 5m H/H Copper Tube | 1 | lg | =GetRate("PLU",$A1,2) | 0.2 | =PRODUCT(C1*E1,F1) | =G1
B | MRIN23-28 | Rubber Lined MUNZ Ring to Fit 23-28mm | 0.55556 | no | =GetRate("PLU",$A2,2) | 1 | =PRODUCT(C2*E2,F2) | =G2
B |  | Discount | =GetValue("Discount 35%",2) | % | =SubTotal(G1:G2) | 1 | =PRODUCT(C3*E3,F3) | =G3
B |  | Waste and Fixings | =GetValue("Waste 5%",3) | % | =SubTotal(G1:G3) | 1 | =PRODUCT(C4*E4,F4) | =G4
B | MechPipe | Mechanical Pipefitter | 0.32 | hour | =GetRate("LAB1",$A5,2) | 1 | =PRODUCT(C5*E5,F5) | =G5
B |  | Margin | =GetValue("Builders margin",3) | % | =SubTotal(G1:G5) | 1 | =PRODUCT(C6*E6,F6) | =G6
B |  | Max centres | 1.8
I | T30.16.178 | 32mm dia | T30.16_HVAC_Pipework | m
B | CT32 | 32mm 5m Copper Tube | 1 | lg | =GetRate("PLU",$A1,2) | 0.2 | =PRODUCT(C1*E1,F1) | =G1
B | MRIN31_36 | 32CU 32WST 25NB Insulated Holderbat 31-36mm | 0.47619 | no | =GetRate("PLU",$A2,2) | 1 | =PRODUCT(C2*E2,F2) | =G2
B |  | Discount | =GetValue("Discount 35%",2) | % | =SubTotal(G1:G2) | 1 | =PRODUCT(C3*E3,F3) | =G3
B |  | Waste and Fixings | =GetValue("Waste 5%",3) | % | =SubTotal(G1:G3) | 1 | =PRODUCT(C4*E4,F4) | =G4
B | MechPipe | Mechanical Pipefitter | 0.37 | hour | =GetRate("LAB1",$A5,2) | 1 | =PRODUCT(C5*E5,F5) | =G5
B |  | Margin | =GetValue("Builders margin",3) | % | =SubTotal(G1:G5) | 1 | =PRODUCT(C6*E6,F6) | =G6
B |  | Max Centres | 2.1
I | T30.16.181 | 40mm dia | T30.16_HVAC_Pipework | m
B | CT40 | 40mm 5m Copper Tube | 1 | lg | =GetRate("PLU",$A1,2) | 0.2 | =PRODUCT(C1*E1,F1) | =G1
B | MRIN38-44 | 38-44mm Rubber Lined Munzing Ring (Copper) | 0.41667 | no | =GetRate("PLU",$A2,2) | 1 | =PRODUCT(C2*E2,F2) | =G2
B |  | Discount | =GetValue("Discount 35%",2) | % | =SubTotal(G1:G2) | 1 | =PRODUCT(C3*E3,F3) | =G3
B |  | Waste and Fixings | =GetValue("Waste 5%",3) | % | =SubTotal(G1:G3) | 1 | =PRODUCT(C4*E4,F4) | =G4
B | MechPipe | Mechanical Pipefitter | 0.43 | hour | =GetRate("LAB1",$A5,2) | 1 | =PRODUCT(C5*E5,F5) | =G5
B |  | Margin | =GetValue("Builders margin",3) | % | =SubTotal(G1:G5) | 1 | =PRODUCT(C6*E6,F6) | =G6
B |  | Max Centres | 2.4
I | T30.16.184 | 50mm dia | T30.16_HVAC_Pipework | m
B | CT50 | 50mm 5m Copper Tube | 1 | lg | =GetRate("PLU",$A1,2) | 0.2 | =PRODUCT(C1*E1,F1) | =G1
B | MRIN50-56 | 50-56mm Rubber Lined Munzing Ring(10mm BOSS) | 0.41667 | no | =GetRate("PLU",$A2,2) | 1 | =PRODUCT(C2*E2,F2) | =G2
B |  | Discount | =GetValue("Discount 35%",2) | % | =SubTotal(G1:G2) | 1 | =PRODUCT(C3*E3,F3) | =G3
B |  | Waste and Fixings | =GetValue("Waste 5%",3) | % | =SubTotal(G1:G3) | 1 | =PRODUCT(C4*E4,F4) | =G4
B | MechPipe | Mechanical Pipefitter | 0.5 | hour | =GetRate("LAB1",$A5,2) | 1 | =PRODUCT(C5*E5,F5) | =G5
B |  | Margin | =GetValue("Builders margin",3) | % | =SubTotal(G1:G5) | 1 | =PRODUCT(C6*E6,F6) | =G6
B |  | Max Centres | 2.4
I | T30.16.187 | 65mm dia | T30.16_HVAC_Pipework | m
B | CT65 | 65mm 5m Copper Tube | 1 | lg | =GetRate("PLU",$A1,2) | 0.2 | =PRODUCT(C1*E1,F1) | =G1
B | MRIN63-69 | 63-69mm Rubber Lined Munzing Ring(10mm BOSS) | 0.37037 | no | =GetRate("PLU",$A2,2) | 1 | =PRODUCT(C2*E2,F2) | =G2
B |  | Discount | =GetValue("Discount 35%",2) | % | =SubTotal(G1:G2) | 1 | =PRODUCT(C3*E3,F3) | =G3
B |  | Waste and Fixings | =GetValue("Waste 5%",3) | % | =SubTotal(G1:G3) | 1 | =PRODUCT(C4*E4,F4) | =G4
B | MechPipe | Mechanical Pipefitter | 0.62 | hour | =GetRate("LAB1",$A5,2) | 1 | =PRODUCT(C5*E5,F5) | =G5
B |  | Margin | =GetValue("Builders margin",3) | % | =SubTotal(G1:G5) | 1 | =PRODUCT(C6*E6,F6) | =G6
B |  | Max Centres | 2.7
I | T30.16.190 | 80mm dia | T30.16_HVAC_Pipework | m
B | CT80 | 80mm 5m Copper Tube | 1 | lg | =GetRate("PLU",$A1,2) | 0.2 | =PRODUCT(C1*E1,F1) | =G1
B | MRIN74-80 | 74-80mm Rubber Lined Munzing Ring | 0.33333 | no | =GetRate("PLU",$A2,2) | 1 | =PRODUCT(C2*E2,F2) | =G2
B |  | Discount | =GetValue("Discount 35%",2) | % | =SubTotal(G1:G2) | 1 | =PRODUCT(C3*E3,F3) | =G3
B |  | Waste and Fixings | =GetValue("Waste 5%",3) | % | =SubTotal(G1:G3) | 1 | =PRODUCT(C4*E4,F4) | =G4
B | MechPipe | Mechanical Pipefitter | 0.75 | hour | =GetRate("LAB1",$A5,2) | 1 | =PRODUCT(C5*E5,F5) | =G5
B |  | Margin | =GetValue("Builders margin",3) | % | =SubTotal(G1:G5) | 1 | =PRODUCT(C6*E6,F6) | =G6
B |  | Max Centres | 3
I | T30.16.193 | 100mm dia | T30.16_HVAC_Pipework | m
B | CT100 | 100mm 5m Copper Tube | 1 | lg | =GetRate("PLU",$A1,2) | 0.2 | =PRODUCT(C1*E1,F1) | =G1
B | MRIN96-106 | 96-106mm Rubber Lined Munzing Ring(10mm BOSS) | 0.27027 | no | =GetRate("PLU",$A2,2) | 1 | =PRODUCT(C2*E2,F2) | =G2
B |  | Discount | =GetValue("Discount 35%",2) | % | =SubTotal(G1:G2) | 1 | =PRODUCT(C3*E3,F3) | =G3
B |  | Waste and Fixings | =GetValue("Waste 5%",3) | % | =SubTotal(G1:G3) | 1 | =PRODUCT(C4*E4,F4) | =G4
B | MechPipe | Mechanical Pipefitter | 0.95 | hour | =GetRate("LAB1",$A5,2) | 1 | =PRODUCT(C5*E5,F5) | =G5
B |  | Margin | =GetValue("Builders margin",3) | % | =SubTotal(G1:G5) | 1 | =PRODUCT(C6*E6,F6) | =G6
B |  | max Centres | 3.7
I | T30.16.196 | 150mm dia | T30.16_HVAC_Pipework | m
B | CT150 | 150mm 5m Copper Tube | 1 | lg | =GetRate("PLU",$A1,2) | 0.2 | =PRODUCT(C1*E1,F1) | =G1
B | MRIN159-169 | 159-169mm Rubber Lined Munzing Ring | 0.23256 | no | =GetRate("PLU",$A2,2) | 1 | =PRODUCT(C2*E2,F2) | =G2
B |  | Discount | =GetValue("Discount 35%",2) | % | =SubTotal(G1:G2) | 1 | =PRODUCT(C3*E3,F3) | =G3
B |  | Waste and Fixings | =GetValue("Waste 5%",3) | % | =SubTotal(G1:G3) | 1 | =PRODUCT(C4*E4,F4) | =G4
B | MechPipe | Mechanical Pipefitter | 1.5 | hour | =GetRate("LAB1",$A5,2) | 1 | =PRODUCT(C5*E5,F5) | =G5
B |  | Margin | =GetValue("Builders margin",3) | % | =SubTotal(G1:G5) | 1 | =PRODUCT(C6*E6,F6) | =G6
B |  | Max Centres | 4.3
I | T30.16.199 | <b>Bend,</b> swaged both ends, with extra bracket | T30.16_HVAC_Pipework
I | T30.16.202 | 25mm | T30.16_HVAC_Pipework | No
B | CBB25 | 25mm Copper Branch Bend | 1 | no | =GetRate("PLU",$A1,2) | 1 | =PRODUCT(C1*E1,F1) | =G1
B | NZS53_0S7 | 3.0mm Silver-5% Silfos Rod 750mm (stk) | 1 | no | =GetRate("PLU",$A2,2) | 0.10471 | =PRODUCT(C2*E2,F2) | =G2
B | DUZ500 | 500ml Duzall Flux | 1 | no | =GetRate("PLU",$A3,2) | 0.01 | =PRODUCT(C3*E3,F3) | =G3
B | MRIN23-28 | Rubber Lined MUNZ Ring to Fit 23-28mm | 1 | no | =GetRate("PLU",$A4,2) | 1 | =PRODUCT(C4*E4,F4) | =G4
B |  | Discount | =GetValue("Discount 30%",2) | % | =SubTotal(G1:G4) | 1 | =PRODUCT(C5*E5,F5) | =G5
B |  | Waste and Fixings | =GetValue("Waste 15%",3) | % | =SubTotal(G1:G5) | 1 | =PRODUCT(C6*E6,F6) | =G6
B | MechPipe | Mechanical Pipefitter | 0.18 | hour | =GetRate("LAB1",$A7,2) | 1 | =PRODUCT(C7*E7,F7) | =G7
B |  | Margin | =GetValue("Builders margin",3) | % | =SubTotal(G1:G7) | 1 | =PRODUCT(C8*E8,F8) | =G8
B |  | Pipe Diameter | 0.025
I | T30.16.205 | 32mm | T30.16_HVAC_Pipework | No
B | CBB32 | 32mm Copper Branch Bend | 1 | No | =GetRate("PLU",$A1,2) | 1 | =PRODUCT(C1*E1,F1) | =G1
B | NZS53_0S7 | 3.0mm Silver-5% Silfos Rod 750mm (stk) | 1 | no | =GetRate("PLU",$A2,2) | 0.13402 | =PRODUCT(C2*E2,F2) | =G2
B | DUZ500 | 500ml Duzall Flux | 1 | no | =GetRate("PLU",$A3,2) | 0.01 | =PRODUCT(C3*E3,F3) | =G3
B | MRIN31_36 | 32CU 32WST 25NB Insulated Holderbat 31-36mm | 1 | no | =GetRate("PLU",$A4,2) | 1 | =PRODUCT(C4*E4,F4) | =G4
B |  | Discount | =GetValue("Discount 30%",2) | % | =SubTotal(G1:G4) | 1 | =PRODUCT(C5*E5,F5) | =G5
B |  | Waste and Fixings | =GetValue("Waste 15%",3) | % | =SubTotal(G1:G5) | 1 | =PRODUCT(C6*E6,F6) | =G6
B | Plumber | Plumber | 0.23 | hrs | =GetRate("LAB1",$A7,2) | 1 | =PRODUCT(C7*E7,F7) | =G7
B |  | Margin | =GetValue("Builders margin",3) | % | =SubTotal(G1:G7) | 1 | =PRODUCT(C8*E8,F8) | =G8
B |  | Pipe Diameter | 0.032
I | T30.16.208 | 40mm | T30.16_HVAC_Pipework | No
B | CBB40 | 40mm Copper Branch Bend | 1 | No | =GetRate("PLU",$A1,2) | 1 | =PRODUCT(C1*E1,F1) | =G1
B | NZS53_0S7 | 3.0mm Silver-5% Silfos Rod 750mm (stk) | 1 | no | =GetRate("PLU",$A2,2) | 0.16753 | =PRODUCT(C2*E2,F2) | =G2
B | DUZ500 | 500ml Duzall Flux | 2 | no | =GetRate("PLU",$A3,2) | 0.01 | =PRODUCT(C3*E3,F3) | =G3
B | MRIN38-44 | 38-44mm Rubber Lined Munzing Ring (Copper) | 1 | no | =GetRate("PLU",$A4,2) | 1 | =PRODUCT(C4*E4,F4) | =G4
B |  | Discount | =GetValue("Discount 30%",2) | % | =SubTotal(G1:G4) | 1 | =PRODUCT(C5*E5,F5) | =G5
B |  | Waste and Fixings | =GetValue("Waste 15%",3) | % | =SubTotal(G1:G5) | 1 | =PRODUCT(C6*E6,F6) | =G6
B | Plumber | Plumber | 0.3 | hrs | =GetRate("LAB1",$A7,2) | 1 | =PRODUCT(C7*E7,F7) | =G7
B |  | Margin | =GetValue("Builders margin",3) | % | =SubTotal(G1:G7) | 1 | =PRODUCT(C8*E8,F8) | =G8
B |  | Pipe Diameter | 0.04
I | T30.16.211 | 50mm | T30.16_HVAC_Pipework | No
B | CBB50 | 50mm Copper Branch Bend | 1 | No | =GetRate("PLU",$A1,2) | 1 | =PRODUCT(C1*E1,F1) | =G1
B | NZS53_0S7 | 3.0mm Silver-5% Silfos Rod 750mm (stk) | 1 | no | =GetRate("PLU",$A2,2) | 0.20941 | =PRODUCT(C2*E2,F2) | =G2
B | DUZ500 | 500ml Duzall Flux | 2 | no | =GetRate("PLU",$A3,2) | 0.01 | =PRODUCT(C3*E3,F3) | =G3
B | MRIN50-56 | 50-56mm Rubber Lined Munzing Ring(10mm BOSS) | 1 | no | =GetRate("PLU",$A4,2) | 1 | =PRODUCT(C4*E4,F4) | =G4
B |  | Discount | =GetValue("Discount 30%",2) | % | =SubTotal(G1:G4) | 1 | =PRODUCT(C5*E5,F5) | =G5
B |  | Waste and Fixings | =GetValue("Waste 15%",3) | % | =SubTotal(G1:G5) | 1 | =PRODUCT(C6*E6,F6) | =G6
B | Plumber | Plumber | 0.37 | hrs | =GetRate("LAB1",$A7,2) | 1 | =PRODUCT(C7*E7,F7) | =G7
B |  | Margin | =GetValue("Builders margin",3) | % | =SubTotal(G1:G7) | 1 | =PRODUCT(C8*E8,F8) | =G8
B |  | Pipe Diameter | 0.05
I | T30.16.214 | 65mm | T30.16_HVAC_Pipework | No
B | CBB65 | 65mm Copper Branch Bend | 1 | No | =GetRate("PLU",$A1,2) | 1 | =PRODUCT(C1*E1,F1) | =G1
B | NZS53_0S7 | 3.0mm Silver-5% Silfos Rod 750mm (stk) | 1 | no | =GetRate("PLU",$A2,2) | 0.27224 | =PRODUCT(C2*E2,F2) | =G2
B | DUZ500 | 500ml Duzall Flux | 3 | no | =GetRate("PLU",$A3,2) | 0.01 | =PRODUCT(C3*E3,F3) | =G3
B | MRIN63-69 | 63-69mm Rubber Lined Munzing Ring(10mm BOSS) | 1 | no | =GetRate("PLU",$A4,2) | 1 | =PRODUCT(C4*E4,F4) | =G4
B |  | Discount | =GetValue("Discount 30%",2) | % | =SubTotal(G1:G4) | 1 | =PRODUCT(C5*E5,F5) | =G5
B |  | Waste and Fixings | =GetValue("Waste 15%",3) | % | =SubTotal(G1:G5) | 1 | =PRODUCT(C6*E6,F6) | =G6
B | Plumber | Plumber | 0.5 | hrs | =GetRate("LAB1",$A7,2) | 1 | =PRODUCT(C7*E7,F7) | =G7
B |  | Margin | =GetValue("Builders margin",3) | % | =SubTotal(G1:G7) | 1 | =PRODUCT(C8*E8,F8) | =G8
B |  | Pipe Diameter | 0.065
I | T30.16.217 | 80mm | T30.16_HVAC_Pipework | No
B | CBB80 | 80mm Copper Branch Bend | 1 | No | =GetRate("PLU",$A1,2) | 1 | =PRODUCT(C1*E1,F1) | =G1
B | NZS53_0S7 | 3.0mm Silver-5% Silfos Rod 750mm (stk) | 1 | no | =GetRate("PLU",$A2,2) | 0.33506 | =PRODUCT(C2*E2,F2) | =G2
B | DUZ500 | 500ml Duzall Flux | 3 | no | =GetRate("PLU",$A3,2) | 0.01 | =PRODUCT(C3*E3,F3) | =G3
B | MRIN74-80 | 74-80mm Rubber Lined Munzing Ring | 1 | no | =GetRate("PLU",$A4,2) | 1 | =PRODUCT(C4*E4,F4) | =G4
B |  | Discount | =GetValue("Discount 30%",2) | % | =SubTotal(G1:G4) | 1 | =PRODUCT(C5*E5,F5) | =G5
B |  | Waste and Fixings | =GetValue("Waste 15%",3) | % | =SubTotal(G1:G5) | 1 | =PRODUCT(C6*E6,F6) | =G6
B | Plumber | Plumber | 0.7 | hrs | =GetRate("LAB1",$A7,2) | 1 | =PRODUCT(C7*E7,F7) | =G7
B |  | Margin | =GetValue("Builders margin",3) | % | =SubTotal(G1:G7) | 1 | =PRODUCT(C8*E8,F8) | =G8
B |  | Pipe Diameter | 0.08
I | T30.16.220 | 100mm | T30.16_HVAC_Pipework | No
B | CBB100 | 100mm Copper Branch Bend | 1 | No | =GetRate("PLU",$A1,2) | 1 | =PRODUCT(C1*E1,F1) | =G1
B | NZS53_0S7 | 3.0mm Silver-5% Silfos Rod 750mm (stk) | 1 | no | =GetRate("PLU",$A2,2) | 0.41883 | =PRODUCT(C2*E2,F2) | =G2
B | DUZ500 | 500ml Duzall Flux | 4 | no | =GetRate("PLU",$A3,2) | 0.01 | =PRODUCT(C3*E3,F3) | =G3
B | MRIN96-106 | 96-106mm Rubber Lined Munzing Ring(10mm BOSS) | 1 | no | =GetRate("PLU",$A4,2) | 1 | =PRODUCT(C4*E4,F4) | =G4
B |  | Discount | =GetValue("Discount 30%",2) | % | =SubTotal(G1:G4) | 1 | =PRODUCT(C5*E5,F5) | =G5
B |  | Waste and Fixings | =GetValue("Waste 15%",3) | % | =SubTotal(G1:G5) | 1 | =PRODUCT(C6*E6,F6) | =G6
B | Plumber | Plumber | 0.85 | hrs | =GetRate("LAB1",$A7,2) | 1 | =PRODUCT(C7*E7,F7) | =G7
B |  | Margin | =GetValue("Builders margin",3) | % | =SubTotal(G1:G7) | 1 | =PRODUCT(C8*E8,F8) | =G8
B |  | Pipe Diameter | 0.1
I | T30.16.223 | <b>Tee, equal,</b> swaged all ends, with extra bracket | T30.16_HVAC_Pipework
I | T30.16.226 | 25mm | T30.16_HVAC_Pipework | No
B | CJ25 | 25x25mm Copper Junction | 1 | no | =GetRate("PLU",$A1,2) | 1 | =PRODUCT(C1*E1,F1) | =G1
B | NZS53_0S7 | 3.0mm Silver-5% Silfos Rod 750mm (stk) | 1 | no | =GetRate("PLU",$A2,2) | 0.10471 | =PRODUCT(C2*E2,F2) | =G2
B | DUZ500 | 500ml Duzall Flux | 1 | no | =GetRate("PLU",$A3,2) | 0.01 | =PRODUCT(C3*E3,F3) | =G3
B | MRIN23-28 | Rubber Lined MUNZ Ring to Fit 23-28mm | 1 | no | =GetRate("PLU",$A4,2) | 1 | =PRODUCT(C4*E4,F4) | =G4
B |  | Discount | =GetValue("Discount 30%",2) | % | =SubTotal(G1:G4) | 1 | =PRODUCT(C5*E5,F5) | =G5
B |  | Waste and Fixings | =GetValue("Waste 15%",3) | % | =SubTotal(G1:G5) | 1 | =PRODUCT(C6*E6,F6) | =G6
B | MechPipe | Mechanical Pipefitter | 0.22 | hour | =GetRate("LAB1",$A7,2) | 1 | =PRODUCT(C7*E7,F7) | =G7
B |  | Margin | =GetValue("Builders margin",3) | % | =SubTotal(G1:G7) | 1 | =PRODUCT(C8*E8,F8) | =G8
B |  | Pipe Diameter | 0.025
I | T30.16.229 | 32mm | T30.16_HVAC_Pipework | No
B | CJ32 | 32x32mm Copper Junction | 1 | No | =GetRate("PLU",$A1,2) | 1 | =PRODUCT(C1*E1,F1) | =G1
B | NZS53_0S7 | 3.0mm Silver-5% Silfos Rod 750mm (stk) | 1 | no | =GetRate("PLU",$A2,2) | 0.13402 | =PRODUCT(C2*E2,F2) | =G2
B | DUZ500 | 500ml Duzall Flux | 1 | no | =GetRate("PLU",$A3,2) | 0.01 | =PRODUCT(C3*E3,F3) | =G3
B | MRIN31_36 | 32CU 32WST 25NB Insulated Holderbat 31-36mm | 1 | no | =GetRate("PLU",$A4,2) | 1 | =PRODUCT(C4*E4,F4) | =G4
B |  | Discount | =GetValue("Discount 30%",2) | % | =SubTotal(G1:G4) | 1 | =PRODUCT(C5*E5,F5) | =G5
B |  | Waste and Fixings | =GetValue("Waste 15%",3) | % | =SubTotal(G1:G5) | 1 | =PRODUCT(C6*E6,F6) | =G6
B | Plumber | Plumber | 0.27 | hrs | =GetRate("LAB1",$A7,2) | 1 | =PRODUCT(C7*E7,F7) | =G7
B |  | Margin | =GetValue("Builders margin",3) | % | =SubTotal(G1:G7) | 1 | =PRODUCT(C8*E8,F8) | =G8
B |  | Pipe Diameter | 0.032
I | T30.16.232 | 40mm | T30.16_HVAC_Pipework | No
B | CJ40 | 40x40mm Copper Junction | 1 | No | =GetRate("PLU",$A1,2) | 1 | =PRODUCT(C1*E1,F1) | =G1
B | NZS53_0S7 | 3.0mm Silver-5% Silfos Rod 750mm (stk) | 1 | no | =GetRate("PLU",$A2,2) | 0.16753 | =PRODUCT(C2*E2,F2) | =G2
B | DUZ500 | 500ml Duzall Flux | 2 | no | =GetRate("PLU",$A3,2) | 0.01 | =PRODUCT(C3*E3,F3) | =G3
B | MRIN38-44 | 38-44mm Rubber Lined Munzing Ring (Copper) | 1 | no | =GetRate("PLU",$A4,2) | 1 | =PRODUCT(C4*E4,F4) | =G4
B |  | Discount | =GetValue("Discount 30%",2) | % | =SubTotal(G1:G4) | 1 | =PRODUCT(C5*E5,F5) | =G5
B |  | Waste and Fixings | =GetValue("Waste 15%",3) | % | =SubTotal(G1:G5) | 1 | =PRODUCT(C6*E6,F6) | =G6
B | Plumber | Plumber | 0.33 | hrs | =GetRate("LAB1",$A7,2) | 1 | =PRODUCT(C7*E7,F7) | =G7
B |  | Margin | =GetValue("Builders margin",3) | % | =SubTotal(G1:G7) | 1 | =PRODUCT(C8*E8,F8) | =G8
B |  | Pipe Diameter | 0.04
I | T30.16.235 | 50mm | T30.16_HVAC_Pipework | No
B | CJ50 | 50x50mm Copper Junction | 1 | No | =GetRate("PLU",$A1,2) | 1 | =PRODUCT(C1*E1,F1) | =G1
B | NZS53_0S7 | 3.0mm Silver-5% Silfos Rod 750mm (stk) | 1 | no | =GetRate("PLU",$A2,2) | 0.20941 | =PRODUCT(C2*E2,F2) | =G2
B | DUZ500 | 500ml Duzall Flux | 2 | no | =GetRate("PLU",$A3,2) | 0.01 | =PRODUCT(C3*E3,F3) | =G3
B | MRIN50-56 | 50-56mm Rubber Lined Munzing Ring(10mm BOSS) | 1 | no | =GetRate("PLU",$A4,2) | 1 | =PRODUCT(C4*E4,F4) | =G4
B |  | Discount | =GetValue("Discount 30%",2) | % | =SubTotal(G1:G4) | 1 | =PRODUCT(C5*E5,F5) | =G5
B |  | Waste and Fixings | =GetValue("Waste 15%",3) | % | =SubTotal(G1:G5) | 1 | =PRODUCT(C6*E6,F6) | =G6
B | Plumber | Plumber | 0.43 | hrs | =GetRate("LAB1",$A7,2) | 1 | =PRODUCT(C7*E7,F7) | =G7
B |  | Margin | =GetValue("Builders margin",3) | % | =SubTotal(G1:G7) | 1 | =PRODUCT(C8*E8,F8) | =G8
B |  | Pipe Diameter | 0.05
I | T30.16.238 | 65mm | T30.16_HVAC_Pipework | No
B | CJ65 | 65x65mm Copper Junction | 1 | No | =GetRate("PLU",$A1,2) | 1 | =PRODUCT(C1*E1,F1) | =G1
B | NZS53_0S7 | 3.0mm Silver-5% Silfos Rod 750mm (stk) | 1 | no | =GetRate("PLU",$A2,2) | 0.27224 | =PRODUCT(C2*E2,F2) | =G2
B | DUZ500 | 500ml Duzall Flux | 3 | no | =GetRate("PLU",$A3,2) | 0.01 | =PRODUCT(C3*E3,F3) | =G3
B | MRIN63-69 | 63-69mm Rubber Lined Munzing Ring(10mm BOSS) | 1 | no | =GetRate("PLU",$A4,2) | 1 | =PRODUCT(C4*E4,F4) | =G4
B |  | Discount | =GetValue("Discount 30%",2) | % | =SubTotal(G1:G4) | 1 | =PRODUCT(C5*E5,F5) | =G5
B |  | Waste and Fixings | =GetValue("Waste 15%",3) | % | =SubTotal(G1:G5) | 1 | =PRODUCT(C6*E6,F6) | =G6
B | Plumber | Plumber | 0.65 | hrs | =GetRate("LAB1",$A7,2) | 1 | =PRODUCT(C7*E7,F7) | =G7
B |  | Margin | =GetValue("Builders margin",3) | % | =SubTotal(G1:G7) | 1 | =PRODUCT(C8*E8,F8) | =G8
B |  | Pipe Diameter | 0.065
I | T30.16.241 | 80mm | T30.16_HVAC_Pipework | No
B | CJ80 | 80x80mm Copper Junction | 1 | No | =GetRate("PLU",$A1,2) | 1 | =PRODUCT(C1*E1,F1) | =G1
B | NZS53_0S7 | 3.0mm Silver-5% Silfos Rod 750mm (stk) | 1 | no | =GetRate("PLU",$A2,2) | 0.33506 | =PRODUCT(C2*E2,F2) | =G2
B | DUZ500 | 500ml Duzall Flux | 3 | no | =GetRate("PLU",$A3,2) | 0.01 | =PRODUCT(C3*E3,F3) | =G3
B | MRIN74-80 | 74-80mm Rubber Lined Munzing Ring | 1 | no | =GetRate("PLU",$A4,2) | 1 | =PRODUCT(C4*E4,F4) | =G4
B |  | Discount | =GetValue("Discount 30%",2) | % | =SubTotal(G1:G4) | 1 | =PRODUCT(C5*E5,F5) | =G5
B |  | Waste and Fixings | =GetValue("Waste 15%",3) | % | =SubTotal(G1:G5) | 1 | =PRODUCT(C6*E6,F6) | =G6
B | Plumber | Plumber | 0.85 | hrs | =GetRate("LAB1",$A7,2) | 1 | =PRODUCT(C7*E7,F7) | =G7
B |  | Margin | =GetValue("Builders margin",3) | % | =SubTotal(G1:G7) | 1 | =PRODUCT(C8*E8,F8) | =G8
B |  | Pipe Diameter | 0.08
I | T30.16.244 | 100mm | T30.16_HVAC_Pipework | No
B | CJ100 | 100x100mm Copper Junction | 1 | No | =GetRate("PLU",$A1,2) | 1 | =PRODUCT(C1*E1,F1) | =G1
B | NZS53_0S7 | 3.0mm Silver-5% Silfos Rod 750mm (stk) | 1 | no | =GetRate("PLU",$A2,2) | 0.41883 | =PRODUCT(C2*E2,F2) | =G2
B | DUZ500 | 500ml Duzall Flux | 4 | no | =GetRate("PLU",$A3,2) | 0.01 | =PRODUCT(C3*E3,F3) | =G3
B | MRIN96-106 | 96-106mm Rubber Lined Munzing Ring(10mm BOSS) | 1 | no | =GetRate("PLU",$A4,2) | 1 | =PRODUCT(C4*E4,F4) | =G4
B |  | Discount | =GetValue("Discount 30%",2) | % | =SubTotal(G1:G4) | 1 | =PRODUCT(C5*E5,F5) | =G5
B |  | Waste and Fixings | =GetValue("Waste 15%",3) | % | =SubTotal(G1:G5) | 1 | =PRODUCT(C6*E6,F6) | =G6
B | Plumber | Plumber | 1 | hrs | =GetRate("LAB1",$A7,2) | 1 | =PRODUCT(C7*E7,F7) | =G7
B |  | Margin | =GetValue("Builders margin",3) | % | =SubTotal(G1:G7) | 1 | =PRODUCT(C8*E8,F8) | =G8
B |  | Pipe Diameter | 0.1
I | T30.16.247 | Reducer, purpose made fitting | T30.16_HVAC_Pipework
I | T30.16.250 | 50mm x 20mm | T30.16_HVAC_Pipework | No
B | CSR50X20 | 50x20mm Copper Stepped Reducer | 1 | No | =GetRate("PLU",$A1,2) | 1 | =PRODUCT(C1*E1,F1) | =G1
B | NZS53_0S7 | 3.0mm Silver-5% Silfos Rod 750mm (stk) | 1 | no | =GetRate("PLU",$A2,2) | 0.20941 | =PRODUCT(C2*E2,F2) | =G2
B | DUZ500 | 500ml Duzall Flux | 2 | no | =GetRate("PLU",$A3,2) | 0.01 | =PRODUCT(C3*E3,F3) | =G3
B | MRIN50-56 | 50-56mm Rubber Lined Munzing Ring(10mm BOSS) | 1 | no | =GetRate("PLU",$A4,2) | 1 | =PRODUCT(C4*E4,F4) | =G4
B |  | Discount | =GetValue("Discount 30%",2) | % | =SubTotal(G1:G4) | 1 | =PRODUCT(C5*E5,F5) | =G5
B |  | Waste and Fixings | =GetValue("Waste 15%",3) | % | =SubTotal(G1:G5) | 1 | =PRODUCT(C6*E6,F6) | =G6
B | Plumber | Plumber | 0.37 | hrs | =GetRate("LAB1",$A7,2) | 1 | =PRODUCT(C7*E7,F7) | =G7
B |  | Margin | =GetValue("Builders margin",3) | % | =SubTotal(G1:G7) | 1 | =PRODUCT(C8*E8,F8) | =G8
B |  | Pipe Diameter | 0.05
I | T30.16.253 | 100mm x 50mm | T30.16_HVAC_Pipework | No
B | CSR100X50 | 100X50mm Copper Stepped Reducer | 1 | No | =GetRate("PLU",$A1,2) | 1 | =PRODUCT(C1*E1,F1) | =G1
B | NZS53_0S7 | 3.0mm Silver-5% Silfos Rod 750mm (stk) | 1 | no | =GetRate("PLU",$A2,2) | 0.41883 | =PRODUCT(C2*E2,F2) | =G2
B | DUZ500 | 500ml Duzall Flux | 4 | no | =GetRate("PLU",$A3,2) | 0.01 | =PRODUCT(C3*E3,F3) | =G3
B | MRIN96-106 | 96-106mm Rubber Lined Munzing Ring(10mm BOSS) | 1 | no | =GetRate("PLU",$A4,2) | 1 | =PRODUCT(C4*E4,F4) | =G4
B |  | Discount | =GetValue("Discount 30%",2) | % | =SubTotal(G1:G4) | 1 | =PRODUCT(C5*E5,F5) | =G5
B |  | Waste and Fixings | =GetValue("Waste 15%",3) | % | =SubTotal(G1:G5) | 1 | =PRODUCT(C6*E6,F6) | =G6
B | Plumber | Plumber | 0.5 | hrs | =GetRate("LAB1",$A7,2) | 1 | =PRODUCT(C7*E7,F7) | =G7
B |  | Margin | =GetValue("Builders margin",3) | % | =SubTotal(G1:G7) | 1 | =PRODUCT(C8*E8,F8) | =G8
B |  | Pipe Diameter | 0.1
I | T30.16.256 | <b>Climatherm SDR 11 HVAC</b> heating and chilled pipe | T30.16_HVAC_Pipework
B |  | SDR - Standard Dimension Ratio - a nominal ratio of the pipe outside diameter to its wall thickness
I | T30.16.259 | 20mm dia OD, 15mm ID, 3 fittings per 5m | T30.16_HVAC_Pipework | m
B | CLP2070708 | Climatherm 20mm 4m SDR7.4 Mechanical Pipe | 1 | m | =GetRate("PLU",$A1,2) | 0.25 | =PRODUCT(C1*E1,F1) | =G1
B | FP12108 | Fusiotherm PP 12108 Elbow 90' F/F 20mm | 0.4 | No | =GetRate("PLU",$A2,2) | 1 | =PRODUCT(C2*E2,F2) | =G2
B | FP13108 | Fusiotherm PP 13108 Tee 20mm | 0.2 | No | =GetRate("PLU",$A3,2) | 1 | =PRODUCT(C3*E3,F3) | =G3
B | FP60520 | Fusiotherm PP 60520 Pipe Clamp 20mm | 0.55556 | No | =GetRate("PLU",$A4,2) | 1 | =PRODUCT(C4*E4,F4) | =G4
B |  | Discount | =GetValue("Discount 15%",2) | % | =SubTotal(G1:G4) | 1 | =PRODUCT(C5*E5,F5) | =G5
B |  | Waste and Fixings | =GetValue("Waste 25%",3) | % | =SubTotal(G1:G5) | 1 | =PRODUCT(C6*E6,F6) | =G6
B | Plumber | Plumber | 0.36 | hrs | =GetRate("LAB1",$A7,2) | 1 | =PRODUCT(C7*E7,F7) | =G7
B |  | Margin | =GetValue("Builders margin",3) | % | =SubTotal(G1:G7) | 1 | =PRODUCT(C8*E8,F8) | =G8
B |  | Max Centres | 1.8
B |  | Plain elbow at 2 per 5 = 2/5 0r 0.40/m
B |  | Coupler, 1 per 5m = 0.20 tees per m
B |  | Pipe clip at 600 cc, =1/0.6
I | T30.16.262 | 25mm dia OD, 18mm ID, 3 fittings per 5m | T30.16_HVAC_Pipework | m
B | CLP2070710 | Climatherm 25mm 4m SDR7.4 Mechanical Pipe | 1 | m | =GetRate("PLU",$A1,2) | 0.25 | =PRODUCT(C1*E1,F1) | =G1
B | FP12110 | Fusiotherm PP 12110 Elbow 90' F/F 25mm | 0.4 | no | =GetRate("PLU",$A2,2) | 1 | =PRODUCT(C2*E2,F2) | =G2
B | FP13110 | Fusiotherm PP 13110 Tee 25mm | 0.2 | no | =GetRate("PLU",$A3,2) | 1 | =PRODUCT(C3*E3,F3) | =G3
B | FP60525 | Fusiotherm PP 60525 Pipe Clamp 25mm | 0.55556 | no | =GetRate("PLU",$A4,2) | 1 | =PRODUCT(C4*E4,F4) | =G4
B |  | Discount | =GetValue("Discount 30%",2) | % | =SubTotal(G1:G4) | 1 | =PRODUCT(C5*E5,F5) | =G5
B |  | Waste and Fixings | =GetValue("Waste 20%",3) | % | =SubTotal(G1:G5) | 1 | =PRODUCT(C6*E6,F6) | =G6
B | Plumber | Plumber | 0.3 | hrs | =GetRate("LAB1",$A7,2) | 1 | =PRODUCT(C7*E7,F7) | =G7
B | Plumber | Plumber | 0.1 | hrs | =GetRate("LAB1",$A8,2) | 1 | =PRODUCT(C8*E8,F8) | =G8
B | Plumber | Plumber | 0.14 | hrs | =GetRate("LAB1",$A9,2) | 1 | =PRODUCT(C9*E9,F9) | =G9
B |  | Margin | =GetValue("Builders margin",3) | % | =SubTotal(G1:G9) | 1 | =PRODUCT(C10*E10,F10) | =G10
B |  | max centres | 1.8
I | T30.16.265 | 32mm dia OD, 26mm ID | T30.16_HVAC_Pipework | m
B | CLP2070112 | Climatherm 32mm 4m SDR11 Mechanical Pipe | 1 | m | =GetRate("PLU",$A1,2) | 0.25 | =PRODUCT(C1*E1,F1) | =G1
B | FP60532 | Fusiotherm PP 60532 Pipe Clamp 32mm | 0.47619 | no | =GetRate("PLU",$A2,2) | 1 | =PRODUCT(C2*E2,F2) | =G2
B |  | Discount | =GetValue("Discount 30%",2) | % | =SubTotal(G1:G2) | 1 | =PRODUCT(C3*E3,F3) | =G3
B |  | Waste and Fixings | =GetValue("Waste 20%",3) | % | =SubTotal(G1:G3) | 1 | =PRODUCT(C4*E4,F4) | =G4
B | Plumber | Plumber | 0.32 | hrs | =GetRate("LAB1",$A5,2) | 1 | =PRODUCT(C5*E5,F5) | =G5
B |  | Margin | =GetValue("Builders margin",3) | % | =SubTotal(G1:G5) | 1 | =PRODUCT(C6*E6,F6) | =G6
B |  | max centres | 2.1
I | T30.16.268 | 40mm dia OD, 33mm ID | T30.16_HVAC_Pipework | m
B | CLP2070114 | Climatherm 40mm 4m SDR11 Mechanical Pipe | 1 | m | =GetRate("PLU",$A1,2) | 0.25 | =PRODUCT(C1*E1,F1) | =G1
B | FP60540 | Fusiotherm PP 60540 Pipe Clamp 40mm | 0.41667 | no | =GetRate("PLU",$A2,2) | 1 | =PRODUCT(C2*E2,F2) | =G2
B |  | Discount | =GetValue("Discount 15%",2) | % | =SubTotal(G1:G2) | 1 | =PRODUCT(C3*E3,F3) | =G3
B |  | Waste and Fixings | =GetValue("Waste 20%",3) | % | =SubTotal(G1:G3) | 1 | =PRODUCT(C4*E4,F4) | =G4
B | Plumber | Plumber | 0.36 | hrs | =GetRate("LAB1",$A5,2) | 1 | =PRODUCT(C5*E5,F5) | =G5
B |  | Margin | =GetValue("Builders margin",3) | % | =SubTotal(G1:G5) | 1 | =PRODUCT(C6*E6,F6) | =G6
B |  |  | 2.4
I | T30.16.271 | 63mm dia OD, 51mm ID | T30.16_HVAC_Pipework | m
B | CLP2070118 | Climatherm 63mm 4m SDR11 Mechanical Pipe | 1 | m | =GetRate("PLU",$A1,2) | 0.25 | =PRODUCT(C1*E1,F1) | =G1
B | FP60563 | Fusiotherm PP 60563 Pipe Clamp 63mm | 0.37037 | no | =GetRate("PLU",$A2,2) | 1 | =PRODUCT(C2*E2,F2) | =G2
B |  | Discount | =GetValue("Discount 15%",2) | % | =SubTotal(G1:G2) | 1 | =PRODUCT(C3*E3,F3) | =G3
B |  | Waste and Fixings | =GetValue("Waste 20%",3) | % | =SubTotal(G1:G3) | 1 | =PRODUCT(C4*E4,F4) | =G4
B | Plumber | Plumber | 0.4 | hrs | =GetRate("LAB1",$A5,2) | 1 | =PRODUCT(C5*E5,F5) | =G5
B |  | Margin | =GetValue("Builders margin",3) | % | =SubTotal(G1:G5) | 1 | =PRODUCT(C6*E6,F6) | =G6
B |  | max centres | 2.7
I | T30.16.274 | 75mm dia OD, 61mm ID | T30.16_HVAC_Pipework | m
B | CLP2070120 | Climatherm 75mm 4m SDR11 Mechanical Pipe | 1 | m | =GetRate("PLU",$A1,2) | 0.25 | =PRODUCT(C1*E1,F1) | =G1
B | FP60575 | Fusiotherm PP 60575 Pipe Clamp 75mm | 0.33333 | no | =GetRate("PLU",$A2,2) | 1 | =PRODUCT(C2*E2,F2) | =G2
B |  | Discount | =GetValue("Discount 15%",2) | % | =SubTotal(G1:G2) | 1 | =PRODUCT(C3*E3,F3) | =G3
B |  | Waste and Fixings | =GetValue("Waste 20%",3) | % | =SubTotal(G1:G3) | 1 | =PRODUCT(C4*E4,F4) | =G4
B | Plumber | Plumber | 0.42 | hrs | =GetRate("LAB1",$A5,2) | 1 | =PRODUCT(C5*E5,F5) | =G5
B |  | Margin | =GetValue("Builders margin",3) | % | =SubTotal(G1:G5) | 1 | =PRODUCT(C6*E6,F6) | =G6
B |  | max centres | 3
I | T30.16.277 | 90mm dia OD, 74mm ID | T30.16_HVAC_Pipework | m
B | CLP2070122 | Climatherm 90mm 4m SDR11 Mechanical Pipe | 1 | m | =GetRate("PLU",$A1,2) | 0.25 | =PRODUCT(C1*E1,F1) | =G1
B | FP60590 | Fusiotherm PP 60590 Pipe Clamp 90mm | 0.27027 | no | =GetRate("PLU",$A2,2) | 1 | =PRODUCT(C2*E2,F2) | =G2
B |  | Discount | =GetValue("Discount 15%",2) | % | =SubTotal(G1:G2) | 1 | =PRODUCT(C3*E3,F3) | =G3
B |  | Waste and Fixings | =GetValue("Waste 20%",3) | % | =SubTotal(G1:G3) | 1 | =PRODUCT(C4*E4,F4) | =G4
B | Plumber | Plumber | 0.5 | hrs | =GetRate("LAB1",$A5,2) | 1 | =PRODUCT(C5*E5,F5) | =G5
B |  | Margin | =GetValue("Builders margin",3) | % | =SubTotal(G1:G5) | 1 | =PRODUCT(C6*E6,F6) | =G6
B |  | max centres | 3.7
I | T30.16.280 | 110mm dia OD, 90mm ID | T30.16_HVAC_Pipework | m
B | CLP2070124 | Climatherm 110mm 4m SDR11 Mechanical Pipe | 1 | m | =GetRate("PLU",$A1,2) | 0.25 | =PRODUCT(C1*E1,F1) | =G1
B | FP60594 | Fusiotherm PP 60594 Pipe Clamp 110mm | 0.27027 | no | =GetRate("PLU",$A2,2) | 1 | =PRODUCT(C2*E2,F2) | =G2
B |  | Discount | =GetValue("Discount 15%",2) | % | =SubTotal(G1:G2) | 1 | =PRODUCT(C3*E3,F3) | =G3
B |  | Waste and Fixings | =GetValue("Waste 20%",3) | % | =SubTotal(G1:G3) | 1 | =PRODUCT(C4*E4,F4) | =G4
B | Plumber | Plumber | 0.59 | hrs | =GetRate("LAB1",$A5,2) | 1 | =PRODUCT(C5*E5,F5) | =G5
B |  | Margin | =GetValue("Builders margin",3) | % | =SubTotal(G1:G5) | 1 | =PRODUCT(C6*E6,F6) | =G6
B |  | max centres | 3.7
I | T30.16.283 | 125mm dia OD, 102mm ID | T30.16_HVAC_Pipework | m
B | CLP2070126 | Climatherm 125mm 4m SDR11 Mechanical Pipe | 1 | m | =GetRate("PLU",$A1,2) | 0.25 | =PRODUCT(C1*E1,F1) | =G1
B | FP60595 | Fusiotherm PP 60595 Pipe Clamp 125mm | 0.23256 | no | =GetRate("PLU",$A2,2) | 1 | =PRODUCT(C2*E2,F2) | =G2
B |  | Discount | =GetValue("Discount 15%",2) | % | =SubTotal(G1:G2) | 1 | =PRODUCT(C3*E3,F3) | =G3
B |  | Waste and Fixings | =GetValue("Waste 20%",3) | % | =SubTotal(G1:G3) | 1 | =PRODUCT(C4*E4,F4) | =G4
B | Plumber | Plumber | 0.7 | hrs | =GetRate("LAB1",$A5,2) | 1 | =PRODUCT(C5*E5,F5) | =G5
B |  | Margin | =GetValue("Builders margin",3) | % | =SubTotal(G1:G5) | 1 | =PRODUCT(C6*E6,F6) | =G6
B |  | labour rate assumed. | 0.59
B |  | 18% more than previous size | 0.1062
B |  |  | 0.6962
B |  |  | 4.3
I | T30.16.286 | 160mm dia OD, 131mm ID | T30.16_HVAC_Pipework | m
B | CLP2070130 | Climatherm 160mm 4m SDR11 Mechanical Pipe | 1 | m | =GetRate("PLU",$A1,2) | 0.25 | =PRODUCT(C1*E1,F1) | =G1
B | FP60597 | Fusiotherm PP 60597 Pipe Clamp 160mm | 0.23256 | no | =GetRate("PLU",$A2,2) | 1 | =PRODUCT(C2*E2,F2) | =G2
B |  | Discount | =GetValue("Discount 15%",2) | % | =SubTotal(G1:G2) | 1 | =PRODUCT(C3*E3,F3) | =G3
B |  | Waste and Fixings | =GetValue("Waste 20%",3) | % | =SubTotal(G1:G3) | 1 | =PRODUCT(C4*E4,F4) | =G4
B | Plumber | Plumber | 0.82 | hrs | =GetRate("LAB1",$A5,2) | 1 | =PRODUCT(C5*E5,F5) | =G5
B |  | Margin | =GetValue("Builders margin",3) | % | =SubTotal(G1:G5) | 1 | =PRODUCT(C6*E6,F6) | =G6
B |  | max centres | 4.3
B |  | labour rate assumed. | 0.7
B |  | 18% more than previous size | 0.126
B |  |  | 0.826
I | T30.16.289 | 200mm dia OD | T30.16_HVAC_Pipework | m
B | CLP2070134 | Climatherm 200mm 4m SDR11 Mechanical Pipe | 1 | m | =GetRate("PLU",$A1,2) | 0.25 | =PRODUCT(C1*E1,F1) | =G1
B | FP60650 | Fusiotherm PP 200mm Pipe Clamp | 0.2 | no | =GetRate("PLU",$A2,2) | 1 | =PRODUCT(C2*E2,F2) | =G2
B |  | Discount | =GetValue("Discount 15%",2) | % | =SubTotal(G1:G2) | 1 | =PRODUCT(C3*E3,F3) | =G3
B |  | Waste and Fixings | =GetValue("Waste 20%",3) | % | =SubTotal(G1:G3) | 1 | =PRODUCT(C4*E4,F4) | =G4
B | Plumber | Plumber | 0.97 | hrs | =GetRate("LAB1",$A5,2) | 1 | =PRODUCT(C5*E5,F5) | =G5
B |  | Margin | =GetValue("Builders margin",3) | % | =SubTotal(G1:G5) | 1 | =PRODUCT(C6*E6,F6) | =G6
B |  | max centres | 4.9
B |  | labour rate assumed. | 0.82
B |  | 18% more than previous size | 0.1476
B |  |  | 0.9676
I | T30.16.292 | For bends and tees, | T30.16_HVAC_Pipework
I | T30.16.295 | For fittings for 125mm, 160mm, 200mm sizes, and also for 250mm pipe, refer to Aquatherm | T30.16_HVAC_Pipework
I | T30.16.298 | See www.aquatherm.co.nz | T30.16_HVAC_Pipework
I | T30.17.001 | Valves | T30.17_HVAC_Valves
I | T30.17.004 | <b>Bronze Gate Valve,</b> dezincification resistant bronze body, integral seat, screwed ends. Rating to 20 bar, 99°C | T30.17_HVAC_Valves
I | T30.17.007 | 15mm dia | T30.17_HVAC_Valves | No
B | GA1070MT015 | 15mm DZR-GV125 Bronze Gate Valve c/w T-Bar | 1 | ea | =GetRate("PLU",$A1,2) | 1 | =PRODUCT(C1*E1,F1) | =G1
B |  | Discount - trade price | =GetValue("Discount 15%",2) | % | =SubTotal(G1:G1) | 1 | =PRODUCT(C2*E2,F2) | =G2
B |  | Waste and Fixings | =GetValue("Waste 2.5%",3) | % | =SubTotal(G1:G2) | 1 | =PRODUCT(C3*E3,F3) | =G3
B | MechPipe | Mechanical Pipefitter | 0.5 | hour | =GetRate("LAB1",$A4,2) | 1 | =PRODUCT(C4*E4,F4) | =G4
B |  | Margin | =GetValue("Builders margin",3) | % | =SubTotal(G1:G4) | 1 | =PRODUCT(C5*E5,F5) | =G5
I | T30.17.010 | 20mm dia | T30.17_HVAC_Valves | No
B | GA1070MT020 | 20mm DZR-GV125 Bronze Gate Valve c/w T-Bar | 1 | ea | =GetRate("PLU",$A1,2) | 1 | =PRODUCT(C1*E1,F1) | =G1
B |  | Discount - trade price | =GetValue("Discount 15%",2) | % | =SubTotal(G1:G1) | 1 | =PRODUCT(C2*E2,F2) | =G2
B |  | Waste and Fixings | =GetValue("Waste 2.5%",3) | % | =SubTotal(G1:G2) | 1 | =PRODUCT(C3*E3,F3) | =G3
B | MechPipe | Mechanical Pipefitter | 0.5 | hour | =GetRate("LAB1",$A4,2) | 1 | =PRODUCT(C4*E4,F4) | =G4
B |  | Margin | =GetValue("Builders margin",3) | % | =SubTotal(G1:G4) | 1 | =PRODUCT(C5*E5,F5) | =G5
I | T30.17.013 | 25mm dia | T30.17_HVAC_Valves | No
B | GA1070MT025 | 25mm DZR-GV125 Bronze Gate Valve c/w T-Bar | 1 | ea | =GetRate("PLU",$A1,2) | 1 | =PRODUCT(C1*E1,F1) | =G1
B |  | Discount - trade price | =GetValue("Discount 15%",2) | % | =SubTotal(G1:G1) | 1 | =PRODUCT(C2*E2,F2) | =G2
B |  | Waste and Fixings | =GetValue("Waste 2.5%",3) | % | =SubTotal(G1:G2) | 1 | =PRODUCT(C3*E3,F3) | =G3
B | MechPipe | Mechanical Pipefitter | 0.6 | hour | =GetRate("LAB1",$A4,2) | 1 | =PRODUCT(C4*E4,F4) | =G4
B |  | Margin | =GetValue("Builders margin",3) | % | =SubTotal(G1:G4) | 1 | =PRODUCT(C5*E5,F5) | =G5
I | T30.17.016 | 32mm dia | T30.17_HVAC_Valves | No
B | GA1070MT032 | 32mm DZR-GV125 Bronze Gate Valve c/w T-Bar | 1 | ea | =GetRate("PLU",$A1,2) | 1 | =PRODUCT(C1*E1,F1) | =G1
B |  | Discount - trade price | =GetValue("Discount 15%",2) | % | =SubTotal(G1:G1) | 1 | =PRODUCT(C2*E2,F2) | =G2
B |  | Waste and Fixings | =GetValue("Waste 2.5%",3) | % | =SubTotal(G1:G2) | 1 | =PRODUCT(C3*E3,F3) | =G3
B | MechPipe | Mechanical Pipefitter | 0.65 | hour | =GetRate("LAB1",$A4,2) | 1 | =PRODUCT(C4*E4,F4) | =G4
B |  | Margin | =GetValue("Builders margin",3) | % | =SubTotal(G1:G4) | 1 | =PRODUCT(C5*E5,F5) | =G5
I | T30.17.019 | 40mm dia | T30.17_HVAC_Valves | No
B | GA1070MT040 | 40mm DZR-GV125 Bronze Gate Valve c/w T-Bar | 1 | ea | =GetRate("PLU",$A1,2) | 1 | =PRODUCT(C1*E1,F1) | =G1
B |  | Discount - trade price | =GetValue("Discount 15%",2) | % | =SubTotal(G1:G1) | 1 | =PRODUCT(C2*E2,F2) | =G2
B |  | Waste and Fixings | =GetValue("Waste 2.5%",3) | % | =SubTotal(G1:G2) | 1 | =PRODUCT(C3*E3,F3) | =G3
B | MechPipe | Mechanical Pipefitter | 0.7 | hour | =GetRate("LAB1",$A4,2) | 1 | =PRODUCT(C4*E4,F4) | =G4
B |  | Margin | =GetValue("Builders margin",3) | % | =SubTotal(G1:G4) | 1 | =PRODUCT(C5*E5,F5) | =G5
I | T30.17.022 | 50mm dia | T30.17_HVAC_Valves | No
B | GA1070MT050 | 50mm DZR-GV125 Bronze Gate Valve c/w T-Bar | 1 | ea | =GetRate("PLU",$A1,2) | 1 | =PRODUCT(C1*E1,F1) | =G1
B |  | Discount - trade price | =GetValue("Discount 15%",2) | % | =SubTotal(G1:G1) | 1 | =PRODUCT(C2*E2,F2) | =G2
B |  | Waste and Fixings | =GetValue("Waste 2.5%",3) | % | =SubTotal(G1:G2) | 1 | =PRODUCT(C3*E3,F3) | =G3
B | MechPipe | Mechanical Pipefitter | 0.75 | hour | =GetRate("LAB1",$A4,2) | 1 | =PRODUCT(C4*E4,F4) | =G4
B |  | Margin | =GetValue("Builders margin",3) | % | =SubTotal(G1:G4) | 1 | =PRODUCT(C5*E5,F5) | =G5
I | T30.17.025 | <b>Cast Iron Gate Valve,</b> flanged ends. | T30.17_HVAC_Valves
I | T30.17.028 | Rating to 14 bar, 80°C | T30.17_HVAC_Valves
I | T30.17.031 | 50mm dia | T30.17_HVAC_Valves | No | 345.6552
I | T30.17.034 | 80mm dia | T30.17_HVAC_Valves | No | 490.6074
I | T30.17.037 | 100mm dia | T30.17_HVAC_Valves | No | 607.6842
I | T30.17.040 | 150mm dia | T30.17_HVAC_Valves | No | 1042.5407
I | T30.17.043 | <b>Bronze Globe Valve,</b> with integral seat and renewable composition disc, screwed ends. Rating to 24 bar, 200°C | T30.17_HVAC_Valves
I | T30.17.046 | 15mm dia | T30.17_HVAC_Valves | No | 86.9713
I | T30.17.049 | 20mm dia | T30.17_HVAC_Valves | No | 115.9618
I | T30.17.052 | 25mm dia | T30.17_HVAC_Valves | No | 151.6423
I | T30.17.055 | 32mm dia | T30.17_HVAC_Valves | No | 256.4539
I | T30.17.058 | 40mm dia | T30.17_HVAC_Valves | No | 278.7542
I | T30.17.061 | 50mm dia | T30.17_HVAC_Valves | No | 468.3071
I | T30.17.064 | <b>Cast Iron Globe Valve,</b> gunmetal trim flanged ends. Rating to 21 bar, 220°C | T30.17_HVAC_Valves
I | T30.17.067 | 50mm dia | T30.17_HVAC_Valves | No | 1064.8411
I | T30.17.070 | 80mm dia | T30.17_HVAC_Valves | No | 1421.6465
I | T30.17.073 | 100mm dia | T30.17_HVAC_Valves | No | 2090.6566
I | T30.17.076 | 150mm dia | T30.17_HVAC_Valves | No | 3707.431
I | T30.17.079 | <b>Ball Valve,</b> stainless steel body and ball, screwed ends | T30.17_HVAC_Valves
I | T30.17.082 | 15mm dia | T30.17_HVAC_Valves | No
B | BV15SS2P | 15mm V-2N Stainless Steel L/L Ball Valve | 1 | ea | =GetRate("PLU",$A1,2) | 1 | =PRODUCT(C1*E1,F1) | =G1
B |  | Discount - trade price | =GetValue("Discount 15%",2) | % | =SubTotal(G1:G1) | 1 | =PRODUCT(C2*E2,F2) | =G2
B |  | Waste and Fixings | =GetValue("Waste 2.5%",3) | % | =SubTotal(G1:G2) | 1 | =PRODUCT(C3*E3,F3) | =G3
B | MechPipe | Mechanical Pipefitter | 0.5 | hour | =GetRate("LAB1",$A4,2) | 1 | =PRODUCT(C4*E4,F4) | =G4
B |  | Margin | =GetValue("Builders margin",3) | % | =SubTotal(G1:G4) | 1 | =PRODUCT(C5*E5,F5) | =G5
I | T30.17.085 | 20mm dia | T30.17_HVAC_Valves | No
B | BV20SS2P | 20mm V-2N Stainless Steel L/L Ball Valve | 1 | ea | =GetRate("PLU",$A1,2) | 1 | =PRODUCT(C1*E1,F1) | =G1
B |  | Discount - trade price | =GetValue("Discount 15%",2) | % | =SubTotal(G1:G1) | 1 | =PRODUCT(C2*E2,F2) | =G2
B |  | Waste and Fixings | =GetValue("Waste 2.5%",3) | % | =SubTotal(G1:G2) | 1 | =PRODUCT(C3*E3,F3) | =G3
B | MechPipe | Mechanical Pipefitter | 0.5 | hour | =GetRate("LAB1",$A4,2) | 1 | =PRODUCT(C4*E4,F4) | =G4
B |  | Margin | =GetValue("Builders margin",3) | % | =SubTotal(G1:G4) | 1 | =PRODUCT(C5*E5,F5) | =G5
I | T30.17.088 | 25mm dia | T30.17_HVAC_Valves | No
B | BV25SS2P | 25mm V-2N Stainless Steel L/L Ball Valve | 1 | ea | =GetRate("PLU",$A1,2) | 1 | =PRODUCT(C1*E1,F1) | =G1
B |  | Discount - trade price | =GetValue("Discount 15%",2) | % | =SubTotal(G1:G1) | 1 | =PRODUCT(C2*E2,F2) | =G2
B |  | Waste and Fixings | =GetValue("Waste 2.5%",3) | % | =SubTotal(G1:G2) | 1 | =PRODUCT(C3*E3,F3) | =G3
B | MechPipe | Mechanical Pipefitter | 0.6 | hour | =GetRate("LAB1",$A4,2) | 1 | =PRODUCT(C4*E4,F4) | =G4
B |  | Margin | =GetValue("Builders margin",3) | % | =SubTotal(G1:G4) | 1 | =PRODUCT(C5*E5,F5) | =G5
I | T30.17.091 | 32mm dia | T30.17_HVAC_Valves | No
B | BV32SS2P | 32mm V-2N Stainless Steel L/L Ball Valve | 1 | ea | =GetRate("PLU",$A1,2) | 1 | =PRODUCT(C1*E1,F1) | =G1
B |  | Discount - trade price | =GetValue("Discount 15%",2) | % | =SubTotal(G1:G1) | 1 | =PRODUCT(C2*E2,F2) | =G2
B |  | Waste and Fixings | =GetValue("Waste 2.5%",3) | % | =SubTotal(G1:G2) | 1 | =PRODUCT(C3*E3,F3) | =G3
B | MechPipe | Mechanical Pipefitter | 0.6 | hour | =GetRate("LAB1",$A4,2) | 1 | =PRODUCT(C4*E4,F4) | =G4
B |  | Margin | =GetValue("Builders margin",3) | % | =SubTotal(G1:G4) | 1 | =PRODUCT(C5*E5,F5) | =G5
I | T30.17.094 | 40mm dia | T30.17_HVAC_Valves | No
B | BV40SS2P | 40mm V-2N Stainless Steel L/L Ball Valve | 1 | ea | =GetRate("PLU",$A1,2) | 1 | =PRODUCT(C1*E1,F1) | =G1
B |  | Discount - trade price | =GetValue("Discount 15%",2) | % | =SubTotal(G1:G1) | 1 | =PRODUCT(C2*E2,F2) | =G2
B |  | Waste and Fixings | =GetValue("Waste 2.5%",3) | % | =SubTotal(G1:G2) | 1 | =PRODUCT(C3*E3,F3) | =G3
B | MechPipe | Mechanical Pipefitter | 0.75 | hour | =GetRate("LAB1",$A4,2) | 1 | =PRODUCT(C4*E4,F4) | =G4
B |  | Margin | =GetValue("Builders margin",3) | % | =SubTotal(G1:G4) | 1 | =PRODUCT(C5*E5,F5) | =G5
I | T30.17.097 | 50mm dia | T30.17_HVAC_Valves | No
B | BV50SS2P | 50mm V-2N Stainless Steel L/L Ball Valve | 1 | ea | =GetRate("PLU",$A1,2) | 1 | =PRODUCT(C1*E1,F1) | =G1
B |  | Discount - trade price | =GetValue("Discount 15%",2) | % | =SubTotal(G1:G1) | 1 | =PRODUCT(C2*E2,F2) | =G2
B |  | Waste and Fixings | =GetValue("Waste 2.5%",3) | % | =SubTotal(G1:G2) | 1 | =PRODUCT(C3*E3,F3) | =G3
B | MechPipe | Mechanical Pipefitter | 0.75 | hour | =GetRate("LAB1",$A4,2) | 1 | =PRODUCT(C4*E4,F4) | =G4
B |  | Margin | =GetValue("Builders margin",3) | % | =SubTotal(G1:G4) | 1 | =PRODUCT(C5*E5,F5) | =G5
I | T30.17.100 | <b>Cast Iron Butterfly Valve,</b> stainless steel disc, lever operated for flanged ends. | T30.17_HVAC_Valves
I | T30.17.103 | Rating to 14 bar, 120°C | T30.17_HVAC_Valves
I | T30.17.106 | 50mm dia | T30.17_HVAC_Valves | No | 367.9556
I | T30.17.109 | 80mm dia | T30.17_HVAC_Valves | No | 429.2815
I | T30.17.112 | 100mm dia | T30.17_HVAC_Valves | No | 473.8822
I | T30.17.115 | 150mm dia | T30.17_HVAC_Valves | No | 574.2337
I | T30.18.001 | Pipe Insulation | T30.18_HVAC_Pipe Insulation
I | T30.18.004 | <b>Aluminium Foil Covered Fibreglass Insulation,</b> including foil tape joints | T30.18_HVAC_Pipe Insulation
I | T30.18.007 | 25mm thick insulation to straight pipe | T30.18_HVAC_Pipe Insulation
I | T30.18.010 | 15mm dia | T30.18_HVAC_Pipe Insulation | m
B | TM15Z | 15mm Thermotec Lagging 2m Zipped 15mmWT | 1 | lgth | =GetRate("PLU",$A1,2) | 0.5 | =PRODUCT(C1*E1,F1) | =G1
B | PM_46TAP_010 | SELLOTAPE ALUFOIL TAPE 48MMX45M SIL 4810 | 1.2 | ea | =GetRate("SUP1",$A2,2) | 0.022222 | =PRODUCT(C2*E2,F2) | =G2
B |  | Discount | =GetValue("Discount 15%",2) | % | =SubTotal(G1:G2) | 1 | =PRODUCT(C3*E3,F3) | =G3
B |  | Waste and Fixings | =GetValue("Waste 25%",3) | % | =SubTotal(G1:G3) | 1 | =PRODUCT(C4*E4,F4) | =G4
B | Plumber | Plumber | 0.1 | hrs | =GetRate("LAB1",$A5,2) | 1 | =PRODUCT(C5*E5,F5) | =G5
B |  | Margin | =GetValue("Builders margin",3) | % | =SubTotal(G1:G5) | 1 | =PRODUCT(C6*E6,F6) | =G6
I | T30.18.013 | 20mm dia | T30.18_HVAC_Pipe Insulation | m
B | TM20Z | 20mm Thermotec Lagging 2m Zipped 15mmWT | 1 | lgth | =GetRate("PLU",$A1,2) | 0.5 | =PRODUCT(C1*E1,F1) | =G1
B | PM_46TAP_010 | SELLOTAPE ALUFOIL TAPE 48MMX45M SIL 4810 | 1.2 | ea | =GetRate("SUP1",$A2,2) | 0.022222 | =PRODUCT(C2*E2,F2) | =G2
B |  | Discount | =GetValue("Discount 15%",2) | % | =SubTotal(G1:G2) | 1 | =PRODUCT(C3*E3,F3) | =G3
B |  | Waste and Fixings | =GetValue("Waste 25%",3) | % | =SubTotal(G1:G3) | 1 | =PRODUCT(C4*E4,F4) | =G4
B | Plumber | Plumber | 0.1 | hrs | =GetRate("LAB1",$A5,2) | 1 | =PRODUCT(C5*E5,F5) | =G5
B |  | Margin | =GetValue("Builders margin",3) | % | =SubTotal(G1:G5) | 1 | =PRODUCT(C6*E6,F6) | =G6
I | T30.18.019 | 32mm dia | T30.18_HVAC_Pipe Insulation | m
B | TM32Z | 32mm Thermotec Lagging 2m Zipped 15mmWT | 1 | lgth | =GetRate("PLU",$A1,2) | 0.5 | =PRODUCT(C1*E1,F1) | =G1
B | PM_46TAP_010 | SELLOTAPE ALUFOIL TAPE 48MMX45M SIL 4810 | 1.2 | ea | =GetRate("SUP1",$A2,2) | 0.022222 | =PRODUCT(C2*E2,F2) | =G2
B |  | Discount | =GetValue("Discount 15%",2) | % | =SubTotal(G1:G2) | 1 | =PRODUCT(C3*E3,F3) | =G3
B |  | Waste and Fixings | =GetValue("Waste 25%",3) | % | =SubTotal(G1:G3) | 1 | =PRODUCT(C4*E4,F4) | =G4
B | Plumber | Plumber | 0.1 | hrs | =GetRate("LAB1",$A5,2) | 1 | =PRODUCT(C5*E5,F5) | =G5
B |  | Margin | =GetValue("Builders margin",3) | % | =SubTotal(G1:G5) | 1 | =PRODUCT(C6*E6,F6) | =G6
I | T30.18.022 | 40mm dia | T30.18_HVAC_Pipe Insulation | m
B | TM40Z | 40mm Thermotec Lagging 2m Zipped 15mmWT | 1 | lgth | =GetRate("PLU",$A1,2) | 0.5 | =PRODUCT(C1*E1,F1) | =G1
B | PM_46TAP_010 | SELLOTAPE ALUFOIL TAPE 48MMX45M SIL 4810 | 1.2 | ea | =GetRate("SUP1",$A2,2) | 0.022222 | =PRODUCT(C2*E2,F2) | =G2
B |  | Discount | =GetValue("Discount 15%",2) | % | =SubTotal(G1:G2) | 1 | =PRODUCT(C3*E3,F3) | =G3
B |  | Waste and Fixings | =GetValue("Waste 25%",3) | % | =SubTotal(G1:G3) | 1 | =PRODUCT(C4*E4,F4) | =G4
B | Plumber | Plumber | 0.1 | hrs | =GetRate("LAB1",$A5,2) | 1 | =PRODUCT(C5*E5,F5) | =G5
B |  | Margin | =GetValue("Builders margin",3) | % | =SubTotal(G1:G5) | 1 | =PRODUCT(C6*E6,F6) | =G6
I | T30.18.025 | 25mm thick insulation to straight pipe | T30.18_HVAC_Pipe Insulation
I | T30.18.028 | 15mm dia | T30.18_HVAC_Pipe Insulation | m | 27.3179
I | T30.18.031 | 20mm dia | T30.18_HVAC_Pipe Insulation | m | 31.6665
I | T30.18.034 | 25mm dia | T30.18_HVAC_Pipe Insulation | m | 31.6665
I | T30.18.037 | 32mm dia | T30.18_HVAC_Pipe Insulation | m | 33.116
I | T30.18.040 | 40mm dia | T30.18_HVAC_Pipe Insulation | m | 35.6805
I | T30.18.043 | 25mm thick insulation to bend | T30.18_HVAC_Pipe Insulation
I | T30.18.046 | 25mm dia | T30.18_HVAC_Pipe Insulation | No | 7.1361
I | T30.18.049 | 32mm dia | T30.18_HVAC_Pipe Insulation | No | 7.1361
I | T30.18.052 | 40mm dia | T30.18_HVAC_Pipe Insulation | No | 9.7006
I | T30.18.055 | 38mm thick insulation to straight pipe | T30.18_HVAC_Pipe Insulation
I | T30.18.058 | 40mm dia | T30.18_HVAC_Pipe Insulation | m | 41.5901
I | T30.18.061 | 50mm dia | T30.18_HVAC_Pipe Insulation | m | 45.3812
I | T30.18.064 | 65mm dia | T30.18_HVAC_Pipe Insulation | m | 49.2837
I | T30.18.067 | 80mm dia | T30.18_HVAC_Pipe Insulation | m | 55.1933
I | T30.18.070 | 100mm dia | T30.18_HVAC_Pipe Insulation | m | 64.671
I | T30.18.073 | 150mm dia | T30.18_HVAC_Pipe Insulation | m | 85.8563
I | T30.18.076 | 38mm thick insulation to bend | T30.18_HVAC_Pipe Insulation
I | T30.18.079 | 40mm dia | T30.18_HVAC_Pipe Insulation | No | 9.7006
I | T30.18.082 | 50mm dia | T30.18_HVAC_Pipe Insulation | No | 11.0387
I | T30.18.085 | 65mm dia | T30.18_HVAC_Pipe Insulation | No | 11.0387
I | T30.18.088 | 80mm dia | T30.18_HVAC_Pipe Insulation | No | 14.2722
I | T30.18.091 | 100mm dia | T30.18_HVAC_Pipe Insulation | No | 22.1888
I | T30.18.094 | 150mm dia | T30.18_HVAC_Pipe Insulation | No | 30.44
I | T30.18.097 | <b>Flexible Closed Cell Sponge Type Insulation,</b> with fully sealed joints | T30.18_HVAC_Pipe Insulation
I | T30.18.100 | 15mm thick insulation to straight pipe | T30.18_HVAC_Pipe Insulation
I | T30.18.103 | 13mm dia | T30.18_HVAC_Pipe Insulation | m
B | TM15Z | 4-Zero 13mm Lagging 15mm WT | 1 | lg | =GetRate("PLU",$A1,2) | 0.5 | =PRODUCT(C1*E1,F1) | =G1
B |  | Discount - trade price | =GetValue("Discount 5%",2) | % | =SubTotal(G1:G1) | 1 | =PRODUCT(C2*E2,F2) | =G2
B |  | Waste and Fixings | =GetValue("Waste 2.5%",3) | % | =SubTotal(G1:G2) | 1 | =PRODUCT(C3*E3,F3) | =G3
B | MechPipe | Mechanical Pipefitter | 0.1 | hour | =GetRate("LAB1",$A4,2) | 1 | =PRODUCT(C4*E4,F4) | =G4
B |  | Margin | =GetValue("Builders margin",3) | % | =SubTotal(G1:G4) | 1 | =PRODUCT(C5*E5,F5) | =G5
I | T30.18.106 | 20mm dia | T30.18_HVAC_Pipe Insulation | m
B | TM20Z | 4-Zero 20mm Lagging 15mm WT | 1 | lg | =GetRate("PLU",$A1,2) | 0.5 | =PRODUCT(C1*E1,F1) | =G1
B |  | Discount - trade price | =GetValue("Discount 5%",2) | % | =SubTotal(G1:G1) | 1 | =PRODUCT(C2*E2,F2) | =G2
B |  | Waste and Fixings | =GetValue("Waste 2.5%",3) | % | =SubTotal(G1:G2) | 1 | =PRODUCT(C3*E3,F3) | =G3
B | MechPipe | Mechanical Pipefitter | 0.1 | hour | =GetRate("LAB1",$A4,2) | 1 | =PRODUCT(C4*E4,F4) | =G4
B |  | Margin | =GetValue("Builders margin",3) | % | =SubTotal(G1:G4) | 1 | =PRODUCT(C5*E5,F5) | =G5
I | T30.18.112 | 25mm dia | T30.18_HVAC_Pipe Insulation | m
B | TM32Z | 4-Zero 25mm Lagging 15mm WT | 1 | lg | =GetRate("PLU",$A1,2) | 0.5 | =PRODUCT(C1*E1,F1) | =G1
B |  | Discount - trade price | =GetValue("Discount 5%",2) | % | =SubTotal(G1:G1) | 1 | =PRODUCT(C2*E2,F2) | =G2
B |  | Waste and Fixings | =GetValue("Waste 2.5%",3) | % | =SubTotal(G1:G2) | 1 | =PRODUCT(C3*E3,F3) | =G3
B | MechPipe | Mechanical Pipefitter | 0.1 | hour | =GetRate("LAB1",$A4,2) | 1 | =PRODUCT(C4*E4,F4) | =G4
B |  | Margin | =GetValue("Builders margin",3) | % | =SubTotal(G1:G4) | 1 | =PRODUCT(C5*E5,F5) | =G5
I | T30.18.115 | 32mm dia | T30.18_HVAC_Pipe Insulation | m
B | TM40Z | 4-Zero 32mm Lagging 15mm WT | 1 | lg | =GetRate("PLU",$A1,2) | 0.5 | =PRODUCT(C1*E1,F1) | =G1
B |  | Discount - trade price | =GetValue("Discount 5%",2) | % | =SubTotal(G1:G1) | 1 | =PRODUCT(C2*E2,F2) | =G2
B |  | Waste and Fixings | =GetValue("Waste 2.5%",3) | % | =SubTotal(G1:G2) | 1 | =PRODUCT(C3*E3,F3) | =G3
B | MechPipe | Mechanical Pipefitter | 0.1 | hour | =GetRate("LAB1",$A4,2) | 1 | =PRODUCT(C4*E4,F4) | =G4
B |  | Margin | =GetValue("Builders margin",3) | % | =SubTotal(G1:G4) | 1 | =PRODUCT(C5*E5,F5) | =G5
I | T30.18.118 | 38mm dia | T30.18_HVAC_Pipe Insulation | m
B | TM50Z | 4-Zero 38mm Lagging 15mm WT | 1 | lg | =GetRate("PLU",$A1,2) | 0.5 | =PRODUCT(C1*E1,F1) | =G1
B |  | Discount - trade price | =GetValue("Discount 5%",2) | % | =SubTotal(G1:G1) | 1 | =PRODUCT(C2*E2,F2) | =G2
B |  | Waste and Fixings | =GetValue("Waste 2.5%",3) | % | =SubTotal(G1:G2) | 1 | =PRODUCT(C3*E3,F3) | =G3
B | MechPipe | Mechanical Pipefitter | 0.1 | hour | =GetRate("LAB1",$A4,2) | 1 | =PRODUCT(C4*E4,F4) | =G4
B |  | Margin | =GetValue("Builders margin",3) | % | =SubTotal(G1:G4) | 1 | =PRODUCT(C5*E5,F5) | =G5
I | T30.18.121 | 51mm dia | T30.18_HVAC_Pipe Insulation | m
B | TM65Z | 4-Zero 51mm Lagging 15mm WT | 1 | lg | =GetRate("PLU",$A1,2) | 0.5 | =PRODUCT(C1*E1,F1) | =G1
B |  | Discount - trade price | =GetValue("Discount 5%",2) | % | =SubTotal(G1:G1) | 1 | =PRODUCT(C2*E2,F2) | =G2
B |  | Waste and Fixings | =GetValue("Waste 2.5%",3) | % | =SubTotal(G1:G2) | 1 | =PRODUCT(C3*E3,F3) | =G3
B | MechPipe | Mechanical Pipefitter | 0.12 | hour | =GetRate("LAB1",$A4,2) | 1 | =PRODUCT(C4*E4,F4) | =G4
B |  | Margin | =GetValue("Builders margin",3) | % | =SubTotal(G1:G4) | 1 | =PRODUCT(C5*E5,F5) | =G5
I | T30.18.124 | 76mm dia | T30.18_HVAC_Pipe Insulation | m
B | TM80Z | 4-Zero 76mm Lagging 15mm WT | 1 | lg | =GetRate("PLU",$A1,2) | 0.5 | =PRODUCT(C1*E1,F1) | =G1
B |  | Discount - trade price | =GetValue("Discount 5%",2) | % | =SubTotal(G1:G1) | 1 | =PRODUCT(C2*E2,F2) | =G2
B |  | Waste and Fixings | =GetValue("Waste 2.5%",3) | % | =SubTotal(G1:G2) | 1 | =PRODUCT(C3*E3,F3) | =G3
B | MechPipe | Mechanical Pipefitter | 0.12 | hour | =GetRate("LAB1",$A4,2) | 1 | =PRODUCT(C4*E4,F4) | =G4
B |  | Margin | =GetValue("Builders margin",3) | % | =SubTotal(G1:G4) | 1 | =PRODUCT(C5*E5,F5) | =G5
I | T30.18.127 | 100mm dia | T30.18_HVAC_Pipe Insulation | m
I | T30.18.130 | 13mm thick insulation to straight pipe | T30.18_HVAC_Pipe Insulation
I | T30.18.133 | 15mm dia | T30.18_HVAC_Pipe Insulation | m | 18.1748
I | T30.18.136 | 20mm dia | T30.18_HVAC_Pipe Insulation | m | 22.1888
I | T30.18.139 | 25mm dia | T30.18_HVAC_Pipe Insulation | m | 23.9729
I | T30.18.142 | 32mm dia | T30.18_HVAC_Pipe Insulation | m | 24.7534
I | T30.18.145 | 13mm thick insulation to bend | T30.18_HVAC_Pipe Insulation
I | T30.18.148 | 25mm dia | T30.18_HVAC_Pipe Insulation | No | 9.7006
I | T30.18.151 | 32mm dia | T30.18_HVAC_Pipe Insulation | No | 9.7006
I | T30.18.154 | 19mm thick insulation to straight pipe | T30.18_HVAC_Pipe Insulation
I | T30.18.157 | 40mm dia | T30.18_HVAC_Pipe Insulation | m | 36.4611
I | T30.18.160 | 50mm dia | T30.18_HVAC_Pipe Insulation | m | 42.7051
I | T30.18.163 | 19mm thick insulation to bend | T30.18_HVAC_Pipe Insulation
I | T30.18.166 | 40mm dia | T30.18_HVAC_Pipe Insulation | No | 11.0387
I | T30.18.169 | 50mm dia | T30.18_HVAC_Pipe Insulation | No | 13.6032
I | T30.18.172 | 25mm thick insulation to straight pipe | T30.18_HVAC_Pipe Insulation
I | T30.18.175 | 65mm dia | T30.18_HVAC_Pipe Insulation | m | 76.9362
I | T30.18.178 | 80mm dia | T30.18_HVAC_Pipe Insulation | m | 83.6263
I | T30.18.181 | 100mm dia | T30.18_HVAC_Pipe Insulation | m | 98.1215
I | T30.18.184 | 25mm thick insulation to bend | T30.18_HVAC_Pipe Insulation
I | T30.18.187 | 65mm dia | T30.18_HVAC_Pipe Insulation | No | 31.8895
I | T30.18.190 | 80mm dia | T30.18_HVAC_Pipe Insulation | No | 37.0186
I | T30.18.193 | 100mm dia | T30.18_HVAC_Pipe Insulation | No | 44.7122
I | T30.18.196 | 50mm thick insulation to | T30.18_HVAC_Pipe Insulation
I | T30.18.199 | 150mm dia pipe | T30.18_HVAC_Pipe Insulation | m | 274.2941
I | T30.18.202 | 150mm dia bend | T30.18_HVAC_Pipe Insulation | No | 139.3771
I | T30.18.205 | <b>Add</b> | T30.18_HVAC_Pipe Insulation
I | T30.18.208 | <b>Aluminium Sheet Sheathing,</b> 0.7mm thick, to: | T30.18_HVAC_Pipe Insulation
I | T30.18.211 | 25mm insulation over | T30.18_HVAC_Pipe Insulation
I | T30.18.214 | 15mm dia pipe | T30.18_HVAC_Pipe Insulation | m | 43.4857
I | T30.18.217 | 20mm dia pipe | T30.18_HVAC_Pipe Insulation | m | 44.7122
I | T30.18.220 | 25mm dia pipe | T30.18_HVAC_Pipe Insulation | m | 44.7122
I | T30.18.223 | 32mm dia pipe | T30.18_HVAC_Pipe Insulation | m | 55.1933
I | T30.18.226 | 38mm insulation over | T30.18_HVAC_Pipe Insulation
I | T30.18.229 | 40mm dia pipe | T30.18_HVAC_Pipe Insulation | m | 56.8659
I | T30.18.232 | 50mm dia pipe | T30.18_HVAC_Pipe Insulation | m | 59.0959
I | T30.18.235 | 65mm dia pipe | T30.18_HVAC_Pipe Insulation | m | 72.4761
I | T30.18.238 | 80mm dia pipe | T30.18_HVAC_Pipe Insulation | m | 74.7061
I | T30.18.241 | 100mm dia pipe | T30.18_HVAC_Pipe Insulation | m | 76.9362
I | T30.18.244 | 150mm dia pipe | T30.18_HVAC_Pipe Insulation | m | 85.8563
I | T30.19.001 | Ductwork: Rectangular | T30.19_HVAC_Ductwork: Rectangular
I | T30.19.004 | Rates include installation and hangers but exclude insulation. Ducting is to SMACNA Specification for Low Velocity installations. | T30.19_HVAC_Ductwork: Rectangular
I | T30.19.007 | <b>Rectangular Ductwork,</b> galvanised sheetmetal | T30.19_HVAC_Ductwork: Rectangular
I | T30.19.010 | In straight sections | T30.19_HVAC_Ductwork: Rectangular
B | PM_31ROF_004 | GALV IRON FLAT SHEET 2400X1200X.55G | 1 | st | =GetRate("SUP1",$A1,2) | 0.34722 | =PRODUCT(C1*E1,F1) | =G1
B | PM_41FAS_574 | RIVET 4-6 STEEL 100PK ARS0098 | 10 | bg | =GetRate("SUP1",$A2,2) | 0.01 | =PRODUCT(C2*E2,F2) | =G2
B |  | Discount at 20% | =GetValue("Discount 12.5%",2) | % | =SubTotal(G1:G2) | 1 | =PRODUCT(C3*E3,F3) | =G3
B |  | Waste and Fixings | =GetValue("Waste 12.5%",3) | % | =SubTotal(G1:G3) | 1 | =PRODUCT(C4*E4,F4) | =G4
B | MechEquip | Mechanical Equip Installer | 0.5 | hour | =GetRate("LAB1",$A5,2) | 1 | =PRODUCT(C5*E5,F5) | =G5
B | MechEquip | Mechanical Equip Installer | 0.5 | hour | =GetRate("LAB1",$A6,2) | 1 | =PRODUCT(C6*E6,F6) | =G6
B |  | Margin | =GetValue("Builders margin",3) | % | =SubTotal(G1:G6) | 1 | =PRODUCT(C7*E7,F7) | =G7
I | T30.19.013 | In fitting | T30.19_HVAC_Ductwork: Rectangular | m2 |  |  | 1
I | T30.19.016 | <b>Rectangular Ductwork,</b> galvanised sheetmetal | T30.19_HVAC_Ductwork: Rectangular
I | T30.19.019 | In straight sections | T30.19_HVAC_Ductwork: Rectangular | m2 | 89.2013
I | T30.19.022 | In fitting | T30.19_HVAC_Ductwork: Rectangular | m2 | 172.8276
I | T30.19.025 | <b>Fire Damper and Access Panel,</b> fire damper vertically mounted, blades concealed. Includes access panel in adjacent duct. | T30.19_HVAC_Ductwork: Rectangular
I | T30.19.028 | 300mm x 300mm | T30.19_HVAC_Ductwork: Rectangular | No | 408.0962
I | T30.19.031 | 450mm x 300mm | T30.19_HVAC_Ductwork: Rectangular | No | 462.732
I | T30.19.034 | 600mm x 300mm | T30.19_HVAC_Ductwork: Rectangular | No | 574.2337
I | T30.19.037 | 600mm x 450mm | T30.19_HVAC_Ductwork: Rectangular | No | 628.8695
I | T30.19.040 | 900mm x 300mm | T30.19_HVAC_Ductwork: Rectangular | No | 654.5149
I | T30.19.043 | 900mm x 600mm | T30.19_HVAC_Ductwork: Rectangular | No | 788.3169
I | T30.20.001 | Ductwork: Insulation | T30.20_HVAC_Ductwork: Insulation
I | T30.20.004 | <b>Acoustic Fibreglass,</b> with aluminium perforated foil face, fitted inside ductwork | T30.20_HVAC_Ductwork: Insulation
I | T30.20.007 | 25mm thick, to | T30.20_HVAC_Ductwork: Insulation
I | T30.20.010 | Straight duct | T30.20_HVAC_Ductwork: Insulation | m2 | 49.2837
I | T30.20.013 | Ductwork fittings | T30.20_HVAC_Ductwork: Insulation | m2 | 49.2837
I | T30.20.016 | 50mm thick, to | T30.20_HVAC_Ductwork: Insulation
I | T30.20.019 | Straight duct | T30.20_HVAC_Ductwork: Insulation | m2 | 62.4409
I | T30.20.022 | Ductwork fittings | T30.20_HVAC_Ductwork: Insulation | m2 | 62.4409
I | T30.20.025 | <b>Thermal Foil Backed Fibreglass,</b> fitted externally to ductwork | T30.20_HVAC_Ductwork: Insulation
I | T30.20.028 | 25mm thick, to | T30.20_HVAC_Ductwork: Insulation
I | T30.20.031 | Straight duct | T30.20_HVAC_Ductwork: Insulation | m2 | 29.1019
I | T30.20.034 | Ductwork fittings | T30.20_HVAC_Ductwork: Insulation | m2 | 29.1019
I | T30.20.037 | 50mm thick, to | T30.20_HVAC_Ductwork: Insulation
I | T30.20.040 | Straight duct | T30.20_HVAC_Ductwork: Insulation | m2 | 37.0186
I | T30.20.043 | Ductwork fittings | T30.20_HVAC_Ductwork: Insulation | m2 | 37.0186
I | T30.21.001 | Ductwork: Spiral | T30.21_HVAC_Ductwork: Spiral
I | T30.21.004 | <b>Spiral Ductwork,</b> galvanised mild steel, including spin collar to joints, uninsulated | T30.21_HVAC_Ductwork: Spiral
I | T30.21.007 | Straight duct | T30.21_HVAC_Ductwork: Spiral
I | T30.21.010 | 100mm dia | T30.21_HVAC_Ductwork: Spiral | m | 32.3355
I | T30.21.013 | 150mm dia | T30.21_HVAC_Ductwork: Spiral | m | 37.6876
I | T30.21.016 | 200mm dia | T30.21_HVAC_Ductwork: Spiral | m | 43.1512
I | T30.21.019 | 250mm dia | T30.21_HVAC_Ductwork: Spiral | m | 52.2943
I | T30.21.022 | 300mm dia | T30.21_HVAC_Ductwork: Spiral | m | 61.3259
I | T30.21.025 | 350mm dia | T30.21_HVAC_Ductwork: Spiral | m | 71.3611
I | T30.21.028 | 400mm dia | T30.21_HVAC_Ductwork: Spiral | m | 80.2812
I | T30.21.031 | 450mm dia | T30.21_HVAC_Ductwork: Spiral | m | 95.8914
I | T30.21.034 | 500mm dia | T30.21_HVAC_Ductwork: Spiral | m | 124.8819
I | T30.21.037 | 600mm dia | T30.21_HVAC_Ductwork: Spiral | m | 147.1822
I | T30.21.040 | 700mm dia | T30.21_HVAC_Ductwork: Spiral | m | 191.7829
I | T30.21.043 | 800mm dia | T30.21_HVAC_Ductwork: Spiral | m | 245.3037
I | T30.21.046 | 900mm dia | T30.21_HVAC_Ductwork: Spiral | m | 274.2941
I | T30.21.049 | Bend, 90°, self aligning, includes for mastic sealing of joints | T30.21_HVAC_Ductwork: Spiral
I | T30.21.052 | 100mm dia | T30.21_HVAC_Ductwork: Spiral | No | 46.1617
I | T30.21.055 | 150mm dia | T30.21_HVAC_Ductwork: Spiral | No | 46.1617
I | T30.21.058 | 200mm dia | T30.21_HVAC_Ductwork: Spiral | No | 57.9809
I | T30.21.061 | 250mm dia | T30.21_HVAC_Ductwork: Spiral | No | 70.2461
I | T30.21.064 | 300mm dia | T30.21_HVAC_Ductwork: Spiral | No | 97.0065
I | T30.21.067 | 350mm dia | T30.21_HVAC_Ductwork: Spiral | No | 125.9969
I | T30.21.070 | 400mm dia | T30.21_HVAC_Ductwork: Spiral | No | 158.3324
I | T30.21.073 | 450mm dia | T30.21_HVAC_Ductwork: Spiral | No | 188.4378
I | T30.21.076 | 500mm dia | T30.21_HVAC_Ductwork: Spiral | No | 194.0129
I | T30.21.079 | 600mm dia | T30.21_HVAC_Ductwork: Spiral | No | 259.7989
I | T30.21.082 | 700mm dia | T30.21_HVAC_Ductwork: Spiral | No | 305.5146
I | T30.21.085 | 800mm dia | T30.21_HVAC_Ductwork: Spiral | No | 757.0964
I | T30.21.088 | 900mm dia | T30.21_HVAC_Ductwork: Spiral | No | 954.4544
I | T30.21.091 | Spigot saddle, 90°, no damper | T30.21_HVAC_Ductwork: Spiral
I | T30.21.094 | 100mm dia | T30.21_HVAC_Ductwork: Spiral | No | 51.6253
I | T30.21.097 | 200mm dia | T30.21_HVAC_Ductwork: Spiral | No | 56.8659
I | T30.21.100 | 300mm dia | T30.21_HVAC_Ductwork: Spiral | No | 82.5112
I | T30.21.103 | 400mm dia | T30.21_HVAC_Ductwork: Spiral | No | 105.9266
I | T30.22.001 | Ductwork: Flexible Aluminium | T30.22_HVAC_Ductwork: Flexible Aluminium
I | T30.22.004 | <b>Uninsulated Flexible Ducting,</b> aluminium foil type | T30.22_HVAC_Ductwork: Flexible Aluminium
I | T30.22.007 | 100mm dia | T30.22_HVAC_Ductwork: Flexible Aluminium | m | 8.6971
I | T30.22.010 | 150mm dia | T30.22_HVAC_Ductwork: Flexible Aluminium | m | 11.9307
I | T30.22.013 | 200mm dia | T30.22_HVAC_Ductwork: Flexible Aluminium | m | 16.1677
I | T30.22.016 | 225mm dia | T30.22_HVAC_Ductwork: Flexible Aluminium | m | 18.9553
I | T30.22.019 | 250mm dia | T30.22_HVAC_Ductwork: Flexible Aluminium | m | 20.9623
I | T30.22.022 | 300mm dia | T30.22_HVAC_Ductwork: Flexible Aluminium | m | 25.1994
I | T30.22.025 | 350mm dia | T30.22_HVAC_Ductwork: Flexible Aluminium | m | 29.4364
I | T30.22.028 | 400mm dia | T30.22_HVAC_Ductwork: Flexible Aluminium | m | 37.6876
I | T30.22.031 | 450mm dia | T30.22_HVAC_Ductwork: Flexible Aluminium | m | 42.7051
I | T30.22.034 | <b>Insulated Flexible Ducting,</b> aluminium foil type, with 25mm insulation in Polyethylene sleeve | T30.22_HVAC_Ductwork: Flexible Aluminium
I | T30.22.037 | 100mm dia | T30.22_HVAC_Ductwork: Flexible Aluminium | m | 18.9553
I | T30.22.040 | 150mm dia | T30.22_HVAC_Ductwork: Flexible Aluminium | m | 26.5374
I | T30.22.043 | 200mm dia | T30.22_HVAC_Ductwork: Flexible Aluminium | m | 33.562
I | T30.22.046 | 225mm dia | T30.22_HVAC_Ductwork: Flexible Aluminium | m | 38.4681
I | T30.22.049 | 250mm dia | T30.22_HVAC_Ductwork: Flexible Aluminium | m | 41.2556
I | T30.22.052 | 300mm dia | T30.22_HVAC_Ductwork: Flexible Aluminium | m | 48.9492
I | T30.22.055 | 350mm dia | T30.22_HVAC_Ductwork: Flexible Aluminium | m | 59.0959
I | T30.22.058 | 400mm dia | T30.22_HVAC_Ductwork: Flexible Aluminium | m | 70.2461
I | T30.22.061 | 450mm dia | T30.22_HVAC_Ductwork: Flexible Aluminium | m | 84.7413
I | T30.23.001 | Diffusers and Grilles | T30.23_HVAC_Diffusers and Grilles
I | T30.23.004 | <b>Fixed Volume Air Diffuser,</b> with baked enamel finish, mounted in ceiling, including opposed blade damper (OBD) and square to round adaptor. | T30.23_HVAC_Diffusers and Grilles
I | T30.23.007 | 150mm x 150mm | T30.23_HVAC_Diffusers and Grilles | No | 240.8436
I | T30.23.010 | 225mm x 225mm | T30.23_HVAC_Diffusers and Grilles | No | 265.374
I | T30.23.013 | 300mm x 300mm | T30.23_HVAC_Diffusers and Grilles | No | 308.8597
I | T30.23.016 | 450mm x 450mm | T30.23_HVAC_Diffusers and Grilles | No | 349.0003
I | T30.23.019 | 600mm x 600mm | T30.23_HVAC_Diffusers and Grilles | No | 583.1538
I | T30.23.022 | <b>Linear Ceiling Slot Diffuser,</b> with insulated plenum header box, mounted in ceiling. | T30.23_HVAC_Diffusers and Grilles
I | T30.23.025 | 1 slot | T30.23_HVAC_Diffusers and Grilles | m | 343.4252
I | T30.23.028 | 2 slot | T30.23_HVAC_Diffusers and Grilles | m | 414.7863
I | T30.23.031 | 3 slot | T30.23_HVAC_Diffusers and Grilles | m | 493.9525
I | T30.23.034 | 4 slot | T30.23_HVAC_Diffusers and Grilles | m | 599.8791
I | T30.23.037 | 5 slot | T30.23_HVAC_Diffusers and Grilles | m | 714.7258
I | T30.23.040 | 6 slot | T30.23_HVAC_Diffusers and Grilles | m | 813.9623
I | T30.23.043 | 7 slot | T30.23_HVAC_Diffusers and Grilles | m | 908.7387
I | T30.23.046 | 8 slot | T30.23_HVAC_Diffusers and Grilles | m | 1034.7356
I | T30.23.049 | <b>Sidewall Supply Register,</b> baked enamel finish, double deflection blades, integral OBD, and including wall mounting. | T30.23_HVAC_Diffusers and Grilles
I | T30.23.052 | 300mm x 150mm | T30.23_HVAC_Diffusers and Grilles | No | 181.7477
I | T30.23.055 | 450mm x 150mm | T30.23_HVAC_Diffusers and Grilles | No | 226.3484
I | T30.23.058 | 450mm x 300mm | T30.23_HVAC_Diffusers and Grilles | No | 283.2143
I | T30.23.061 | 600mm x 300mm | T30.23_HVAC_Diffusers and Grilles | No | 343.4252
I | T30.23.064 | 600mm x 450mm | T30.23_HVAC_Diffusers and Grilles | No | 417.0163
I | T30.23.067 | <b>Exhaust and Return Grille,</b> aluminium finish, egg crate type with 12.5mm x 12.5mm aluminium core, mounted in ceiling. | T30.23_HVAC_Diffusers and Grilles
I | T30.23.070 | 150mm x 150mm | T30.23_HVAC_Diffusers and Grilles | No | 103.6966
I | T30.23.073 | 200mm x 200mm | T30.23_HVAC_Diffusers and Grilles | No | 111.5017
I | T30.23.076 | 300mm x 300mm | T30.23_HVAC_Diffusers and Grilles | No | 139.3771
I | T30.23.079 | 450mm x 450mm | T30.23_HVAC_Diffusers and Grilles | No | 188.4378
I | T30.23.082 | 600mm x 600mm | T30.23_HVAC_Diffusers and Grilles | No | 257.5689
I | T30.23.085 | <b>Door Grilles,</b> baked enamel finish, flanged surround with sightproof core. | T30.23_HVAC_Diffusers and Grilles
I | T30.23.088 | 300mm x 200mm | T30.23_HVAC_Diffusers and Grilles | No | 186.2078
I | T30.23.091 | 400mm x 300mm | T30.23_HVAC_Diffusers and Grilles | No | 248.6488
I | T30.23.094 | 500mm x 300mm | T30.23_HVAC_Diffusers and Grilles | No | 265.374
I | T30.23.097 | 500mm x 450mm | T30.23_HVAC_Diffusers and Grilles | No | 349.0003
I | T30.24.001 | Inlet Louvres | T30.24_HVAC_Inlet Louvres
I | T30.24.004 | <b>Aluminium Constructed Wall Louvres,</b> with bird screen mesh and mill finish | T30.24_HVAC_Inlet Louvres
I | T30.24.007 | 300mm wide x 600mm high | T30.24_HVAC_Inlet Louvres | No | 285.4443
I | T30.24.010 | 600mm wide x 300mm high | T30.24_HVAC_Inlet Louvres | No | 217.4283
I | T30.24.013 | 600mm wide x 600mm high | T30.24_HVAC_Inlet Louvres | No | 371.3006
I | T30.24.016 | 900mm wide x 600mm high | T30.24_HVAC_Inlet Louvres | No | 636.6746
I | T30.24.019 | 600mm wide x 1200mm high | T30.24_HVAC_Inlet Louvres | No | 791.662
I | T30.24.022 | 1200mm wide x 600mm high | T30.24_HVAC_Inlet Louvres | No | 425.9364
I | T30.24.025 | 1500mm wide x 1200mm high | T30.24_HVAC_Inlet Louvres | No | 1057.036
I | T30.24.028 | <b>Add</b> extra for wall penetration and structural supports | T30.24_HVAC_Inlet Louvres
I | T30.25.001 | Balancing and Commissioning | T30.24_HVAC_Inlet Louvres
I | T30.25.004 | Rates include all miscellaneous work, etc. to fully balance and commission a medium size air conditioning installation | T30.24_HVAC_Inlet Louvres
I | T30.25.007 | <b>Air Diffuser Equipment,</b> register, grille, etc. | T30.24_HVAC_Inlet Louvres | No | 52.7299
I | T30.25.010 | <b>Air Handling Units</b> | T30.24_HVAC_Inlet Louvres
I | T30.25.013 | Air portion | T30.24_HVAC_Inlet Louvres | No | 725.0356
I | T30.25.016 | Heating/cooling portion | T30.24_HVAC_Inlet Louvres | No | 369.109
I | T30.25.019 | <b>Main Item of Plant</b> | T30.24_HVAC_Inlet Louvres
I | T30.25.022 | Chiller/condenser | T30.24_HVAC_Inlet Louvres | No | 2504.6684
I | T30.25.025 | Boiler | T30.24_HVAC_Inlet Louvres | No | 375.7003
I | T30.25.028 | Pumps | T30.24_HVAC_Inlet Louvres | No | 263.6493
I | T30.26.001 | Powered Ventilation | T30.24_HVAC_Inlet Louvres
I | T30.26.004 | Rates include installation into prepared opening and electrical connection. | T30.24_HVAC_Inlet Louvres
I | T30.26.007 | Rates exclude forming roof opening and prepared upstand | T30.24_HVAC_Inlet Louvres
I | T30.26.010 | <b>Roof Mounted Exhaust Ventilator,</b> (not fire rated type) suitable for light factory, shop, warehouses, sports hall | T30.24_HVAC_Inlet Louvres
I | T30.26.013 | Single speed single phase low profile fan with free inlet capacity of | T30.24_HVAC_Inlet Louvres
I | T30.26.016 | 0.9 m3/second | T30.24_HVAC_Inlet Louvres | No | 1756.1515
I | T30.26.019 | 1.5 m3/second | T30.24_HVAC_Inlet Louvres | No | 2146.4074
I | T30.26.022 | 3.2 m3/second | T30.24_HVAC_Inlet Louvres | No | 2453.037
I | T30.26.025 | Single speed three phase low profile fan with free inlet capacity of | T30.24_HVAC_Inlet Louvres
I | T30.26.028 | 1.73 m3/second | T30.24_HVAC_Inlet Louvres | No | 2174.2828
I | T30.26.031 | 2.35 m3/second | T30.24_HVAC_Inlet Louvres | No | 2731.7912
I | T30.26.034 | 3.20 m3/second | T30.24_HVAC_Inlet Louvres | No | 3205.6734
I | T30.26.037 | Single speed single phase high capacity vertical discharge fan with free inlet capacity of | T30.24_HVAC_Inlet Louvres
I | T30.26.040 | 1.2 m3/second | T30.24_HVAC_Inlet Louvres | No | 2174.2828
I | T30.26.043 | 2.4 m3/second | T30.24_HVAC_Inlet Louvres | No | 2257.9091
I | T30.26.046 | 5.2 m3/second | T30.24_HVAC_Inlet Louvres | No | 3177.798
I | T30.26.049 | Two speed single phase high capacity vertical discharge fan with resistance of 100 Pa | T30.24_HVAC_Inlet Louvres
I | T30.26.052 | 1.2 m3/second | T30.24_HVAC_Inlet Louvres | No | 1895.5286
I | T30.26.055 | 2.4 m3/second | T30.24_HVAC_Inlet Louvres | No | 2676.0404
I | T30.26.058 | 5.2 m3/second | T30.24_HVAC_Inlet Louvres | No | 3540.1785
I | T30.26.061 | <b>Add</b> extra for variable speed controller | T30.24_HVAC_Inlet Louvres | No | 223.0034
I | T30.26.064 | Single speed three phase high capacity vertical discharge fan with free inlet capacity of | T30.24_HVAC_Inlet Louvres
I | T30.26.067 | 0.75 m3/second | T30.24_HVAC_Inlet Louvres | No | 1505.2727
I | T30.26.070 | 1.45 m3/second | T30.24_HVAC_Inlet Louvres | No | 1923.404
I | T30.26.073 | 2.45 m3/second | T30.24_HVAC_Inlet Louvres | No | 2174.2828
I | T30.26.076 | 3.75 m3/second | T30.24_HVAC_Inlet Louvres | No | 2564.5387
I | T30.26.079 | 4.85 m3/second | T30.24_HVAC_Inlet Louvres | No | 3177.798
I | T30.26.082 | <b>Electrical Installation</b> from power supply to a single fan via a control switch and a separate motor isolating switch, with a normal circuit length of 35m, to suit typical sports hall | T30.24_HVAC_Inlet Louvres
I | T30.26.085 | Single phase single speed | T30.24_HVAC_Inlet Louvres | No | 301.0545
I | T30.26.088 | Single phase two speed | T30.24_HVAC_Inlet Louvres | No | 328.93
I | T30.26.091 | Three phase single speed | T30.24_HVAC_Inlet Louvres | No | 367.9556
I | T30.26.094 | Three phase two speed | T30.24_HVAC_Inlet Louvres | No | 395.831
I | T30.26.097 | Thermal overload protection to fan motors, where required | T30.24_HVAC_Inlet Louvres | No | 92.7363
I | T30.26.100 | <b>Roof Mounted High Velocity Vertical Discharge Exhaust Ventilator,</b> of three phase single speed industrial type design with wind baffles, butterfly dampers and aerofoil blade, with nominal system resistance of 60 Pa | T30.24_HVAC_Inlet Louvres
I | T30.26.103 | Sized to suit areas where higher noise levels are acceptable, eg, commercial, industrial | T30.24_HVAC_Inlet Louvres
I | T30.26.106 | 3.5 m3/second | T30.24_HVAC_Inlet Louvres | No | 2592.4141
I | T30.26.109 | 5.0 m3/second | T30.24_HVAC_Inlet Louvres | No | 3233.5488
I | T30.26.112 | 6.5 m3/second | T30.24_HVAC_Inlet Louvres | No | 3540.1785
I | T30.26.115 | 9.5 m3/second | T30.24_HVAC_Inlet Louvres | No | 4683.0707
I | T30.26.118 | 12 m3/second | T30.24_HVAC_Inlet Louvres | No | 6021.0909
I | T30.26.121 | 15 m3/second | T30.24_HVAC_Inlet Louvres | No | 6411.3468
I | T30.26.124 | 17 m3/second | T30.24_HVAC_Inlet Louvres | No | 6913.1044
I | T30.26.127 | 23 m3/second | T30.24_HVAC_Inlet Louvres | No | 7414.862
I | T30.26.130 | <b>Add</b> extra for | T30.24_HVAC_Inlet Louvres
I | T30.26.133 | Smoke spill application | T30.24_HVAC_Inlet Louvres
I | T30.26.136 | 3.5–9.5 m3/second | T30.24_HVAC_Inlet Louvres | No | 301.0545
I | T30.26.139 | 9.5–15 m3/second | T30.24_HVAC_Inlet Louvres | No | 451.5818
I | T30.26.142 | 15–23 m3/second | T30.24_HVAC_Inlet Louvres | No | 752.6364
I | T30.26.145 | Dual speed smoke spill | T30.24_HVAC_Inlet Louvres
I | T30.26.148 | 3.5–9.5 m3/second | T30.24_HVAC_Inlet Louvres | No | 301.0545
I | T30.26.151 | 9.5–15 m3/second | T30.24_HVAC_Inlet Louvres | No | 602.1091
I | T30.26.154 | 15–23 m3/second | T30.24_HVAC_Inlet Louvres | No | 1338.0202
I | T30.26.157 | Roof opening and prepared upstand for fan | T30.24_HVAC_Inlet Louvres
I | T30.26.160 | 0–5 m3/second | T30.24_HVAC_Inlet Louvres | No | 340.0801
I | T30.26.163 | 5–9.5 m3/second | T30.24_HVAC_Inlet Louvres | No | 546.3582
I | T30.26.166 | 9.5–12 m3/second | T30.24_HVAC_Inlet Louvres | No | 992.365
I | T30.26.169 | 15–23 m3/second | T30.24_HVAC_Inlet Louvres | No | 1365.8956
I | T30.26.172 | For cost of electrical installation of fans, | T30.24_HVAC_Inlet Louvres
I | T30.27.001 | Electrical Installation Guide | T30.27_HVAC_Electrical Installation Guide
I | T30.27.004 | Up to 6.5m3/second capacity fan, allow for | T30.27_HVAC_Electrical Installation Guide
I | T30.27.007 | 4 kW DDL starter | T30.27_HVAC_Electrical Installation Guide
I | T30.27.010 | Circuit cabled in 6 x 2.5mm2 + earth | T30.27_HVAC_Electrical Installation Guide | Sum
I | T30.27.013 | Up to 17m3/second capacity fan, allow for | T30.27_HVAC_Electrical Installation Guide
I | T30.27.016 | 11 kW star delta starter | T30.27_HVAC_Electrical Installation Guide
I | T30.27.019 | Circuit cabled in 6 x 2.5mm2 + earth | T30.27_HVAC_Electrical Installation Guide | Sum
I | T30.27.022 | Up to 23m3/second capacity fan, allow for | T30.27_HVAC_Electrical Installation Guide
I | T30.27.025 | 18.5 kW auto transformer starter | T30.27_HVAC_Electrical Installation Guide
I | T30.27.028 | Circuit cabled in 3 x 6mm2 + earth | T30.27_HVAC_Electrical Installation Guide | Sum
I | T30.27.031 | Based on conventional installation methods with 50m maximum circuit route length and nominal 2.5% volt drop. | T30.27_HVAC_Electrical Installation Guide
I | T30.27.034 | Natural Ventilation | T30.27_HVAC_Electrical Installation Guide
I | T30.27.037 | The capacities, and thus the areas given, of each ventilator relate to the aerodynamic throat area. | T30.27_HVAC_Electrical Installation Guide
I | T30.27.040 | Capacities given are for weather cap closed. | T30.27_HVAC_Electrical Installation Guide
I | T30.27.043 | <b>Natural Ventilator Unit,</b> multi-function all-weather type, roof mounted, with manual pneumatic control, clear opening ability, weather caps and automatic fire opener. | T30.27_HVAC_Electrical Installation Guide
I | T30.27.046 | Clear opening size 0.46m2, capacity 0.23m2, 420mm x 1720mm opening | T30.27_HVAC_Electrical Installation Guide | No | 4014.0606
I | T30.27.049 | Roof opening and prepared upstand to last item | T30.27_HVAC_Electrical Installation Guide | No | 1170.7677
I | T30.27.052 | Clear opening size 0.94m2, capacity 0.26m2, 630mm x 2320mm opening | T30.27_HVAC_Electrical Installation Guide | No | 4710.9461
I | T30.27.055 | Roof opening and prepared upstand to last item | T30.27_HVAC_Electrical Installation Guide | No | 1365.8956
I | T30.27.058 | Clear opening size 1.88m2, capacity 0.46m2, 1250mm x 1320mm opening | T30.27_HVAC_Electrical Installation Guide | No | 3372.9259
I | T30.27.061 | Roof opening and prepared upstand to last item | T30.27_HVAC_Electrical Installation Guide | No | 1421.6465
I | T30.27.064 | <b>Add</b> 25% to roof opening and prepared upstand costs when ventilators are installed in existing buildings | T30.27_HVAC_Electrical Installation Guide
I | T30.27.067 | <b>Automatic Control System,</b> to suit open louvre type ventilators, with pneumatic controls, rain sensor, fire control and compressed air supply; typical supermarket/shopping centre type heat/fire/smoke venting | T30.27_HVAC_Electrical Installation Guide | Sum | 39025.5892
I | T30.27.070 | <b>Add</b> extra for following items of ancillary work, where required | T30.27_HVAC_Electrical Installation Guide
I | T30.27.073 | Air compressor for pneumatic control system: required where a compressed air supply is not readily available | T30.27_HVAC_Electrical Installation Guide
I | T30.27.076 | Pneumatic line from compressed air supply for pneumatic control system | T30.27_HVAC_Electrical Installation Guide
I | T30.27.079 | Electric circuit to automatic control centre from power supply, nominal 30m | T30.27_HVAC_Electrical Installation Guide
I | T30.27.082 | Smoke detectors | T30.27_HVAC_Electrical Installation Guide
I | T30.27.085 | Fire rated ducting between ceiling and ventilator | T30.27_HVAC_Electrical Installation Guide
I | T31.00.001 | Fire Protection | T31.00_Fire_Protection
I | T31.01.001 | Extinguishers | T31.01_Fire_Extinguishers
I | T31.01.004 | <b>Wall Mounted Extinguisher</b> and bracket | T31.01_Fire_Extinguishers
I | T31.01.007 | Dry powder type, capacity | T31.01_Fire_Extinguishers
I | T31.01.010 | 1 kg, ABE, general purpose | T31.01_Fire_Extinguishers | No
B | PM_43SEC_265 | CHUBB 1KG ABE GEN PURPOSE EXTINGUISHER | 1 | ea | =GetRate("SUP1",$A1,2) | 1 | =PRODUCT(C1*E1,F1) | =G1
B |  | Discount - trade price | =GetValue("Discount 10%",3) | % | =SubTotal(G1:G1) | 1 | =PRODUCT(C2*E2,F2) | =G2
B |  | Waste | =GetValue("Waste 2.5%",3) | % | =SubTotal(G1:G2) | 1 | =PRODUCT(C3*E3,F3) | =G3
B | Plumber | Plumber | 0.25 | hrs | =GetRate("LAB1",$A4,2) | 1 | =PRODUCT(C4*E4,F4) | =G4
B |  | Margin | =GetValue("Builders margin",3) | % | =SubTotal(G1:G4) | 1 | =PRODUCT(C5*E5,F5) | =G5
I | T31.01.012 | 1 kg BE, kitchen and garage | T31.01_Fire_Extinguishers | No
B | PM_43SEC_277 | QUELL 1KG KITCHEN GARAGE EXTINGUISHER | 1 | ea | =GetRate("SUP1",$A1,2) | 1 | =PRODUCT(C1*E1,F1) | =G1
B |  | Discount - trade price | =GetValue("Discount 10%",3) | % | =SubTotal(G1:G1) | 1 | =PRODUCT(C2*E2,F2) | =G2
B |  | Waste | =GetValue("Waste 2.5%",3) | % | =SubTotal(G1:G2) | 1 | =PRODUCT(C3*E3,F3) | =G3
B | Plumber | Plumber | 0.25 | hrs | =GetRate("LAB1",$A4,2) | 1 | =PRODUCT(C4*E4,F4) | =G4
B |  | Margin | =GetValue("Builders margin",3) | % | =SubTotal(G1:G4) | 1 | =PRODUCT(C5*E5,F5) | =G5
I | T31.01.013 | 1.5 kg ABE, workshop | T31.01_Fire_Extinguishers | No
B | PM_43SEC_271 | QUELL 1.5KG WORKSHOP FIRE EXTINGUISHER | 1 | ea | =GetRate("SUP1",$A1,2) | 1 | =PRODUCT(C1*E1,F1) | =G1
B |  | Discount - trade price | =GetValue("Discount 10%",3) | % | =SubTotal(G1:G1) | 1 | =PRODUCT(C2*E2,F2) | =G2
B |  | Waste | =GetValue("Waste 2.5%",3) | % | =SubTotal(G1:G2) | 1 | =PRODUCT(C3*E3,F3) | =G3
B | Plumber | Plumber | 0.25 | hrs | =GetRate("LAB1",$A4,2) | 1 | =PRODUCT(C4*E4,F4) | =G4
B |  | Margin | =GetValue("Builders margin",3) | % | =SubTotal(G1:G4) | 1 | =PRODUCT(C5*E5,F5) | =G5
I | T31.01.014 | 2.3 kg ABE, office | T31.01_Fire_Extinguishers | No
B | PM_43SEC_274 | QUELL 2.3KG OFFICE FIRE EXTINGUISHER | 1 | ea | =GetRate("SUP1",$A1,2) | 1 | =PRODUCT(C1*E1,F1) | =G1
B |  | Discount - trade price | =GetValue("Discount 10%",3) | % | =SubTotal(G1:G1) | 1 | =PRODUCT(C2*E2,F2) | =G2
B |  | Waste | =GetValue("Waste 2.5%",3) | % | =SubTotal(G1:G2) | 1 | =PRODUCT(C3*E3,F3) | =G3
B | Plumber | Plumber | 0.25 | hrs | =GetRate("LAB1",$A4,2) | 1 | =PRODUCT(C4*E4,F4) | =G4
B |  | Margin | =GetValue("Builders margin",3) | % | =SubTotal(G1:G4) | 1 | =PRODUCT(C5*E5,F5) | =G5
I | T31.01.016 | 9 kg | T31.01_Fire_Extinguishers | No
B | PM_43SEC_280 | QUELL 9KG ABE FIRE EXTINGUISHER | 1 | ea | =GetRate("SUP1",$A1,2) | 1 | =PRODUCT(C1*E1,F1) | =G1
B |  | Discount - trade price | =GetValue("Discount 10%",3) | % | =SubTotal(G1:G1) | 1 | =PRODUCT(C2*E2,F2) | =G2
B |  | Waste | =GetValue("Waste 2.5%",3) | % | =SubTotal(G1:G2) | 1 | =PRODUCT(C3*E3,F3) | =G3
B | Plumber | Plumber | 0.25 | hrs | =GetRate("LAB1",$A4,2) | 1 | =PRODUCT(C4*E4,F4) | =G4
B |  | Margin | =GetValue("Builders margin",3) | % | =SubTotal(G1:G4) | 1 | =PRODUCT(C5*E5,F5) | =G5
I | T31.01.022 | CO2, capacity | T31.01_Fire_Extinguishers
I | T31.01.025 | 2.00 kg | T31.01_Fire_Extinguishers | No | 337.8003
I | T31.01.028 | 3.50 kg | T31.01_Fire_Extinguishers | No | 377.2104
I | T31.01.031 | 5.00 kg | T31.01_Fire_Extinguishers | No | 416.6204
I | T31.02.001 | Hose Reels | T31.02_Fire_HoseReels
I | T31.02.004 | Rates are for simple installation of hose reels but exclude supply pipework and stop valve | T31.02_Fire_HoseReels
I | T31.02.007 | <b>Standard Exposed Hose Reel</b> | T31.02_Fire_HoseReels
I | T31.02.010 | 25m x 13mm dia | T31.02_Fire_HoseReels | No
B | FHR25X13 | Standard Wall Mounted Hose Reel(13mmx25m) | 1 | ea | =GetRate("PLU",$A1,2) | 1 | =PRODUCT(C1*E1,F1) | =G1
B |  | Discount - trade price | =GetValue("Discount 10%",3) | % | =SubTotal(G1:G1) | 1 | =PRODUCT(C2*E2,F2) | =G2
B |  | Waste | =GetValue("Waste 2.5%",3) | % | =SubTotal(G1:G2) | 1 | =PRODUCT(C3*E3,F3) | =G3
B | Plumber | Plumber | 1 | hrs | =GetRate("LAB1",$A4,2) | 1 | =PRODUCT(C4*E4,F4) | =G4
B |  | Margin | =GetValue("Builders margin",3) | % | =SubTotal(G1:G4) | 1 | =PRODUCT(C5*E5,F5) | =G5
I | T31.02.013 | 25m x 19mm dia | T31.02_Fire_HoseReels | No
B | FHR25X19 | Standard Wall Mounted Hose Reel(19mmx25m) | 1 | ea | =GetRate("PLU",$A1,2) | 1 | =PRODUCT(C1*E1,F1) | =G1
B |  | Discount - trade price | =GetValue("Discount 10%",3) | % | =SubTotal(G1:G1) | 1 | =PRODUCT(C2*E2,F2) | =G2
B |  | Waste | =GetValue("Waste 2.5%",3) | % | =SubTotal(G1:G2) | 1 | =PRODUCT(C3*E3,F3) | =G3
B | Plumber | Plumber | 1 | hrs | =GetRate("LAB1",$A4,2) | 1 | =PRODUCT(C4*E4,F4) | =G4
B |  | Margin | =GetValue("Builders margin",3) | % | =SubTotal(G1:G4) | 1 | =PRODUCT(C5*E5,F5) | =G5
I | T31.02.016 | <b>Cabinet Hose Reel</b>, recessed in wall | T31.02_Fire_HoseReels
I | T31.02.019 | 25m x 13mm dia | T31.02_Fire_HoseReels | No
B | FHR25X13C | Recessed Full Cabinet Hose Reel(13mmx25m) | 1 | ea | =GetRate("PLU",$A1,2) | 1 | =PRODUCT(C1*E1,F1) | =G1
B |  | Discount - trade price | =GetValue("Discount 10%",3) | % | =SubTotal(G1:G1) | 1 | =PRODUCT(C2*E2,F2) | =G2
B |  | Waste | =GetValue("Waste 2.5%",3) | % | =SubTotal(G1:G2) | 1 | =PRODUCT(C3*E3,F3) | =G3
B | Plumber | Plumber | 1 | hrs | =GetRate("LAB1",$A4,2) | 1 | =PRODUCT(C4*E4,F4) | =G4
B |  | Margin | =GetValue("Builders margin",3) | % | =SubTotal(G1:G4) | 1 | =PRODUCT(C5*E5,F5) | =G5
I | T31.02.022 | 25m x 19mm dia | T31.02_Fire_HoseReels | No
B | FHR25X19C | Recessed Full Cabinet Hose Reel(19mmx25m) | 1 | ea | =GetRate("PLU",$A1,2) | 1 | =PRODUCT(C1*E1,F1) | =G1
B |  | Discount - trade price | =GetValue("Discount 10%",3) | % | =SubTotal(G1:G1) | 1 | =PRODUCT(C2*E2,F2) | =G2
B |  | Waste | =GetValue("Waste 2.5%",3) | % | =SubTotal(G1:G2) | 1 | =PRODUCT(C3*E3,F3) | =G3
B | Plumber | Plumber | 1 | hrs | =GetRate("LAB1",$A4,2) | 1 | =PRODUCT(C4*E4,F4) | =G4
B |  | Margin | =GetValue("Builders margin",3) | % | =SubTotal(G1:G4) | 1 | =PRODUCT(C5*E5,F5) | =G5
I | T31.02.025 | <b>Add</b> extra for | T31.02_Fire_HoseReels
I | T31.02.028 | Stop valve | T31.02_Fire_HoseReels
I | T31.02.031 | Supply pipe | T31.02_Fire_HoseReels
I | T31.03.001 | Hydrant Point/Landing Valves | T31.03_Fire_Hydrant LVs
I | T31.03.004 | <b>80mm dia valve,</b> including average cost of supply piping, in | T31.03_Fire_Hydrant LVs
I | T31.03.007 | Single storey building | T31.03_Fire_Hydrant LVs | No | 1210.4512
I | T31.03.010 | 2/15 storey building | T31.03_Fire_Hydrant LVs | No | 1773.4518
I | T31.03.013 | <b>Add</b> extra for tank and booster pump when required in multi-storey buildings | T31.03_Fire_Hydrant LVs
I | T31.04.001 | Pumps | T31.04_Fire_Pumps
I | T31.04.004 | <b>Primary Supply,</b> with fuel tank and control panel, diesel driven booster pump | T31.04_Fire_Pumps | No | 48981.0495
I | T31.04.007 | <b>Secondary Supply,</b> with motor and control panel, electric driven booster pump | T31.04_Fire_Pumps | No | 28150.0284
I | T31.04.010 | <b>Tank,</b> 20,000 litres, including pipework | T31.04_Fire_Pumps | No | 5601.8557
I | T31.05.001 | Standard Water Sprinklers | T31.05_Fire_Sprinklers
I | T31.05.004 | Rates are for extra light and ordinary hazard installations only. | T31.05_Fire_Sprinklers
I | T31.05.007 | Rates exclude service mains, storage tank, and booster pumps | T31.05_Fire_Sprinklers
I | T31.05.010 | <b>Standard Sprinkler Head,</b> including 3 metres of 25mm dia straight run pipe, supports and design. (Average all-up cost per sprinkler head) | T31.05_Fire_Sprinklers
I | T31.05.013 | Flush mounted head | T31.05_Fire_Sprinklers | No | 337.8003
I | T31.05.016 | Concealed head | T31.05_Fire_Sprinklers | No | 281.5003
I | T31.05.019 | Exposed head | T31.05_Fire_Sprinklers | No | 315.2803
I | T31.05.022 | Standard Sprinkler Head, connected to piping, but excluding pipework and design | T31.05_Fire_Sprinklers
I | T31.05.025 | Commercial, white | T31.05_Fire_Sprinklers | No | 46.1483
I | T31.05.028 | Commercial, brass or chrome | T31.05_Fire_Sprinklers | No | 42.7716
I | T31.05.031 | Extended coverage, quick response | T31.05_Fire_Sprinklers | No | 99.0501
I | T31.05.034 | Extended coverage, cover plate, quick response | T31.05_Fire_Sprinklers | No | 99.0501
I | T31.05.037 | Residential, concealed, quick response | T31.05_Fire_Sprinklers | No | 100.1756
I | T31.05.040 | Dropper to suspended ceiling level (maximum length 1000mm) | T31.05_Fire_Sprinklers | No | 34.3298
I | T31.05.043 | Add extra for high hazard installation | T31.05_Fire_Sprinklers
I | T31.06.001 | Pipework | T31.06_Fire_Pipework
I | T31.06.004 | <b>Galvanized Steel Pipe,</b> hangers and painting | T31.06_Fire_Pipework
I | T31.06.007 | 25mm dia medium pipe | T31.06_Fire_Pipework | m
B | GPEP25GALV | 25mmx6.5m Pipe Medium PE Galvanised | 1 | m | =GetRate("PLU",$A1,2) | 0.15385 | =PRODUCT(C1*E1,F1) | =G1
B | UNI-WC22125 | Unistrut WOPF Standard 2 Bolt Clip (WC2 21-25) | 0.4 | No | =GetRate("PLU",$A2,2) | 1 | =PRODUCT(C2*E2,F2) | =G2
B | GB25 | 25mm Galv Mal Backnut | 0.4 | No | =GetRate("PLU",$A3,2) | 1 | =PRODUCT(C3*E3,F3) | =G3
B |  | Discount at 20% | =GetValue("Discount 20%",3) | % | =SubTotal(G1:G3) | 1 | =PRODUCT(C4*E4,F4) | =G4
B |  | Waste | =GetValue("Waste 5%",3) | % | =SubTotal(G1:G4) | 1 | =PRODUCT(C5*E5,F5) | =G5
B | Plumber | Plumber | 0.21 | hrs | =GetRate("LAB1",$A6,2) | 1 | =PRODUCT(C6*E6,F6) | =G6
B | T39.04.009 | Acrylic, touch up primer and two coats semi-gloss or gloss, to Pipes, 0–150mm girth | 1 | m | =GetRate("7Finishes_1",$A7,2) | 1 | =PRODUCT(C7*E7,F7) | =G7
B |  | Margin | =GetValue("Builders margin",3) | % | =SubTotal(G1:G7) | 1 | =PRODUCT(C8*E8,F8) | =G8
I | T31.06.010 | 32mm dia medium pipe | T31.06_Fire_Pipework | m
B | GPEP32GALV | 32mmx6.5m Pipe Medium PE Galvanised | 1 | m | =GetRate("PLU",$A1,2) | 0.15385 | =PRODUCT(C1*E1,F1) | =G1
B | UNI-WC22732 | Unistrut WOPF Standard 2 Bolt Clip (WC2 27-32) | 0.4 | No | =GetRate("PLU",$A2,2) | 1 | =PRODUCT(C2*E2,F2) | =G2
B | GB32 | 32mm Galv Mal Backnut | 0.4 | No | =GetRate("PLU",$A3,2) | 1 | =PRODUCT(C3*E3,F3) | =G3
B |  | Discount at 20% | =GetValue("Discount 20%",3) | % | =SubTotal(G1:G3) | 1 | =PRODUCT(C4*E4,F4) | =G4
B |  | Waste | =GetValue("Waste 5%",3) | % | =SubTotal(G1:G4) | 1 | =PRODUCT(C5*E5,F5) | =G5
B | Plumber | Plumber | 0.24 | hrs | =GetRate("LAB1",$A6,2) | 1 | =PRODUCT(C6*E6,F6) | =G6
B | T39.04.009 | Acrylic, touch up primer and two coats semi-gloss or gloss, to Pipes, 0–150mm girth | 1 | m | =GetRate("7Finishes_1",$A7,2) | 1 | =PRODUCT(C7*E7,F7) | =G7
B |  | Margin | =GetValue("Builders margin",3) | % | =SubTotal(G1:G7) | 1 | =PRODUCT(C8*E8,F8) | =G8
I | T31.06.013 | 40mm dia medium pipe | T31.06_Fire_Pipework | m
B | GPEP40GALV | 40mmx6.5m Pipe Medium PE Galvanised | 1 | m | =GetRate("PLU",$A1,2) | 0.15385 | =PRODUCT(C1*E1,F1) | =G1
B | UNI-WC242546 | Unistrut WOPF Standard 2 Bolt Clip (WC2 42.5-46) | 0.4 | No | =GetRate("PLU",$A2,2) | 1 | =PRODUCT(C2*E2,F2) | =G2
B | GB40 | 40mm Galv Mal Backnut | 0.4 | No | =GetRate("PLU",$A3,2) | 1 | =PRODUCT(C3*E3,F3) | =G3
B |  | Discount at 20% | =GetValue("Discount 20%",3) | % | =SubTotal(G1:G3) | 1 | =PRODUCT(C4*E4,F4) | =G4
B |  | Waste | =GetValue("Waste 5%",3) | % | =SubTotal(G1:G4) | 1 | =PRODUCT(C5*E5,F5) | =G5
B | Plumber | Plumber | 0.28 | hrs | =GetRate("LAB1",$A6,2) | 1 | =PRODUCT(C6*E6,F6) | =G6
B | T39.04.009 | Acrylic, touch up primer and two coats semi-gloss or gloss, to Pipes, 0–150mm girth | 1 | m | =GetRate("7Finishes_1",$A7,2) | 1 | =PRODUCT(C7*E7,F7) | =G7
B |  | Margin | =GetValue("Builders margin",3) | % | =SubTotal(G1:G7) | 1 | =PRODUCT(C8*E8,F8) | =G8
I | T31.06.016 | 50mm dia medium pipe | T31.06_Fire_Pipework | m
B | GPEP50GALV | 50mmx6.5m Pipe Medium PE Galvanised | 1 | m | =GetRate("PLU",$A1,2) | 0.15385 | =PRODUCT(C1*E1,F1) | =G1
B | UNI-WC248553 | Unistrut WOPF Standard 2 Bolt Clip (WC2 48.5-53) | 0.4 | No | =GetRate("PLU",$A2,2) | 1 | =PRODUCT(C2*E2,F2) | =G2
B | GB50 | 50mm Galv Mal Backnut | 0.4 | No | =GetRate("PLU",$A3,2) | 1 | =PRODUCT(C3*E3,F3) | =G3
B |  | Discount at 20% | =GetValue("Discount 20%",3) | % | =SubTotal(G1:G3) | 1 | =PRODUCT(C4*E4,F4) | =G4
B |  | Waste | =GetValue("Waste 5%",3) | % | =SubTotal(G1:G4) | 1 | =PRODUCT(C5*E5,F5) | =G5
B | Plumber | Plumber | 0.31 | hrs | =GetRate("LAB1",$A6,2) | 1 | =PRODUCT(C6*E6,F6) | =G6
B | T39.04.013 | Acrylic, touch up primer and two coats semi-gloss or gloss, to Pipes, 150mm–300mm girth | 1 | m | =GetRate("7Finishes_1",$A7,2) | 1 | =PRODUCT(C7*E7,F7) | =G7
B |  | Margin | =GetValue("Builders margin",3) | % | =SubTotal(G1:G7) | 1 | =PRODUCT(C8*E8,F8) | =G8
I | T31.06.019 | 150mm dia medium pipe | T31.06_Fire_Pipework | m
B | PPMPE150 | 150mm BMS Welded Medium Pipe | 1 | m | =GetRate("PLU",$A1,2) | 0.15385 | =PRODUCT(C1*E1,F1) | =G1
B | V009-GFLCE | Victaulic 009N Galv FirelockEZ Coupling 150mm | 0.4 | No | =GetRate("PLU",$A2,2) | 1 | =PRODUCT(C2*E2,F2) | =G2
B |  | Galv Mal Backnut, don't believe required for the coupling above
B |  | Discount at 20% | =GetValue("Discount 20%",3) | % | =SubTotal(G1:G3) | 1 | =PRODUCT(C4*E4,F4) | =G4
B |  | Waste | =GetValue("Waste 5%",3) | % | =SubTotal(G1:G4) | 1 | =PRODUCT(C5*E5,F5) | =G5
B | Plumber | Plumber | 0.61 | hrs | =GetRate("LAB1",$A6,2) | 1 | =PRODUCT(C6*E6,F6) | =G6
B | T39.04.009 | Acrylic, touch up primer and two coats semi-gloss or gloss, to Pipes, 0–150mm girth | 1 | m | =GetRate("7Finishes_1",$A7,2) | 1 | =PRODUCT(C7*E7,F7) | =G7
B |  | Margin | =GetValue("Builders margin",3) | % | =SubTotal(G1:G7) | 1 | =PRODUCT(C8*E8,F8) | =G8
I | T31.06.034 | Bend | T31.06_Fire_Pipework
I | T31.06.037 | 25mm dia | T31.06_Fire_Pipework | No
B | GMFB25GALV | 25mm Malleable M&F Bend Galv | 1 | No | =GetRate("PLU",$A1,2) | 1 | =PRODUCT(C1*E1,F1) | =G1
B | UNI-WC22125 | Unistrut WOPF Standard 2 Bolt Clip (WC2 21-25) | 1 | No | =GetRate("PLU",$A2,2) | 1 | =PRODUCT(C2*E2,F2) | =G2
B | GB25 | 25mm Galv Mal Backnut | 1 | No | =GetRate("PLU",$A3,2) | 1 | =PRODUCT(C3*E3,F3) | =G3
B |  | Discount at 20% | =GetValue("Discount 20%",3) | % | =SubTotal(G1:G3) | 1 | =PRODUCT(C4*E4,F4) | =G4
B |  | Waste | =GetValue("Waste 5%",3) | % | =SubTotal(G1:G4) | 1 | =PRODUCT(C5*E5,F5) | =G5
B | Plumber | Plumber | 0.12 | hrs | =GetRate("LAB1",$A6,2) | 1 | =PRODUCT(C6*E6,F6) | =G6
B |  | Margin | =GetValue("Builders margin",3) | % | =SubTotal(G1:G6) | 1 | =PRODUCT(C7*E7,F7) | =G7
I | T31.06.040 | 32mm dia | T31.06_Fire_Pipework | No
B | GMFB32GALV | 32mm Malleable M&F Bend Galv | 1 | No | =GetRate("PLU",$A1,2) | 1 | =PRODUCT(C1*E1,F1) | =G1
B | UNI-WC22125 | Unistrut WOPF Standard 2 Bolt Clip (WC2 21-25) | 1 | No | =GetRate("PLU",$A2,2) | 1 | =PRODUCT(C2*E2,F2) | =G2
B | GB32 | 32mm Galv Mal Backnut | 1 | No | =GetRate("PLU",$A3,2) | 1 | =PRODUCT(C3*E3,F3) | =G3
B |  | Discount at 20% | =GetValue("Discount 20%",3) | % | =SubTotal(G1:G3) | 1 | =PRODUCT(C4*E4,F4) | =G4
B |  | Waste | =GetValue("Waste 5%",3) | % | =SubTotal(G1:G4) | 1 | =PRODUCT(C5*E5,F5) | =G5
B | Plumber | Plumber | 0.13 | hrs | =GetRate("LAB1",$A6,2) | 1 | =PRODUCT(C6*E6,F6) | =G6
B |  | Margin | =GetValue("Builders margin",3) | % | =SubTotal(G1:G6) | 1 | =PRODUCT(C7*E7,F7) | =G7
I | T31.06.043 | 40mm dia | T31.06_Fire_Pipework | No
B | GMFB40GALV | 40mm Malleable M&F Bend Galv | 1 | No | =GetRate("PLU",$A1,2) | 1 | =PRODUCT(C1*E1,F1) | =G1
B | UNI-WC242546 | Unistrut WOPF Standard 2 Bolt Clip (WC2 42.5-46) | 1 | No | =GetRate("PLU",$A2,2) | 1 | =PRODUCT(C2*E2,F2) | =G2
B | GB40 | 40mm Galv Mal Backnut | 1 | No | =GetRate("PLU",$A3,2) | 1 | =PRODUCT(C3*E3,F3) | =G3
B |  | Discount at 20% | =GetValue("Discount 20%",3) | % | =SubTotal(G1:G3) | 1 | =PRODUCT(C4*E4,F4) | =G4
B |  | Waste | =GetValue("Waste 5%",3) | % | =SubTotal(G1:G4) | 1 | =PRODUCT(C5*E5,F5) | =G5
B | Plumber | Plumber | 0.15 | hrs | =GetRate("LAB1",$A6,2) | 1 | =PRODUCT(C6*E6,F6) | =G6
B |  | Margin | =GetValue("Builders margin",3) | % | =SubTotal(G1:G6) | 1 | =PRODUCT(C7*E7,F7) | =G7
I | T31.06.046 | 50mm dia | T31.06_Fire_Pipework | No
B | GMFB50GALV | 50mm Malleable M&F Bend Galv | 1 | No | =GetRate("PLU",$A1,2) | 1 | =PRODUCT(C1*E1,F1) | =G1
B | UNI-WC260565 | Unistrut WOPF Standard 2 Bolt Clip (WC2 60.5-65) | 1 | No | =GetRate("PLU",$A2,2) | 1 | =PRODUCT(C2*E2,F2) | =G2
B | GB50 | 50mm Galv Mal Backnut | 1 | No | =GetRate("PLU",$A3,2) | 1 | =PRODUCT(C3*E3,F3) | =G3
B |  | Discount at 20% | =GetValue("Discount 20%",3) | % | =SubTotal(G1:G3) | 1 | =PRODUCT(C4*E4,F4) | =G4
B |  | Waste | =GetValue("Waste 5%",3) | % | =SubTotal(G1:G4) | 1 | =PRODUCT(C5*E5,F5) | =G5
B | Plumber | Plumber | 0.2 | hrs | =GetRate("LAB1",$A6,2) | 1 | =PRODUCT(C6*E6,F6) | =G6
B |  | Margin | =GetValue("Builders margin",3) | % | =SubTotal(G1:G6) | 1 | =PRODUCT(C7*E7,F7) | =G7
I | T31.06.049 | 65mm dia | T31.06_Fire_Pipework | No
B | GMFB65GALV | 65mm Malleable M&F Bend Galv | 1 | No | =GetRate("PLU",$A1,2) | 1 | =PRODUCT(C1*E1,F1) | =G1
B | UNI-WC260565 | Unistrut WOPF Standard 2 Bolt Clip (WC2 60.5-65) | 1 | No | =GetRate("PLU",$A2,2) | 1 | =PRODUCT(C2*E2,F2) | =G2
B |  | Discount at 20% | =GetValue("Discount 20%",3) | % | =SubTotal(G1:G2) | 1 | =PRODUCT(C3*E3,F3) | =G3
B |  | Waste | =GetValue("Waste 5%",3) | % | =SubTotal(G1:G3) | 1 | =PRODUCT(C4*E4,F4) | =G4
B | Plumber | Plumber | 0.25 | hrs | =GetRate("LAB1",$A5,2) | 1 | =PRODUCT(C5*E5,F5) | =G5
B |  | Margin | =GetValue("Builders margin",3) | % | =SubTotal(G1:G5) | 1 | =PRODUCT(C6*E6,F6) | =G6
I | T31.06.052 | 80mm dia | T31.06_Fire_Pipework | No
B | GMFB80GALV | 80mm Malleable M&F Bend Galv | 1 | No | =GetRate("PLU",$A1,2) | 1 | =PRODUCT(C1*E1,F1) | =G1
B | UNI-WC27377 | Unistrut WOPF Standard 2 Bolt Clip (WC2 73-77) | 1 | No | =GetRate("PLU",$A2,2) | 1 | =PRODUCT(C2*E2,F2) | =G2
B |  | Discount at 20% | =GetValue("Discount 20%",3) | % | =SubTotal(G1:G2) | 1 | =PRODUCT(C3*E3,F3) | =G3
B |  | Waste | =GetValue("Waste 5%",3) | % | =SubTotal(G1:G3) | 1 | =PRODUCT(C4*E4,F4) | =G4
B | Plumber | Plumber | 0.28 | hrs | =GetRate("LAB1",$A5,2) | 1 | =PRODUCT(C5*E5,F5) | =G5
B |  | Margin | =GetValue("Builders margin",3) | % | =SubTotal(G1:G5) | 1 | =PRODUCT(C6*E6,F6) | =G6
I | T31.06.055 | 100mm dia | T31.06_Fire_Pipework | No
B | GMFE100GALV | 100mm Malleable M&F Elbow Galv | 1 | No | =GetRate("PLU",$A1,2) | 1 | =PRODUCT(C1*E1,F1) | =G1
B | UNI-WC2109114 | Unistrut WOPF Standard 2 Bolt Clip (WC2 109-114) | 1 | No | =GetRate("PLU",$A2,2) | 1 | =PRODUCT(C2*E2,F2) | =G2
B |  | Discount at 20% | =GetValue("Discount 20%",3) | % | =SubTotal(G1:G2) | 1 | =PRODUCT(C3*E3,F3) | =G3
B |  | Waste | =GetValue("Waste 5%",3) | % | =SubTotal(G1:G3) | 1 | =PRODUCT(C4*E4,F4) | =G4
B | Plumber | Plumber | 0.32 | hrs | =GetRate("LAB1",$A5,2) | 1 | =PRODUCT(C5*E5,F5) | =G5
B |  | Margin | =GetValue("Builders margin",3) | % | =SubTotal(G1:G5) | 1 | =PRODUCT(C6*E6,F6) | =G6
I | T31.06.058 | Elbow | T31.06_Fire_Pipework
I | T31.06.061 | 25mm dia | T31.06_Fire_Pipework | No
B | GE25GALV | 25mm Malleable Female Elbow Galv | 1 | No | =GetRate("PLU",$A1,2) | 1 | =PRODUCT(C1*E1,F1) | =G1
B | UNI-WC22125 | Unistrut WOPF Standard 2 Bolt Clip (WC2 21-25) | 1 | No | =GetRate("PLU",$A2,2) | 1 | =PRODUCT(C2*E2,F2) | =G2
B | GB25 | 25mm Galv Mal Backnut | 1 | No | =GetRate("PLU",$A3,2) | 1 | =PRODUCT(C3*E3,F3) | =G3
B |  | Discount at 20% | =GetValue("Discount 20%",3) | % | =SubTotal(G1:G3) | 1 | =PRODUCT(C4*E4,F4) | =G4
B |  | Waste | =GetValue("Waste 5%",3) | % | =SubTotal(G1:G4) | 1 | =PRODUCT(C5*E5,F5) | =G5
B | Plumber | Plumber | 0.12 | hrs | =GetRate("LAB1",$A6,2) | 1 | =PRODUCT(C6*E6,F6) | =G6
B |  | Margin | =GetValue("Builders margin",3) | % | =SubTotal(G1:G6) | 1 | =PRODUCT(C7*E7,F7) | =G7
I | T31.06.064 | 32mm dia | T31.06_Fire_Pipework | No
B | GE32GALV | 32mm Malleable Female Elbow Galv | 1 | No | =GetRate("PLU",$A1,2) | 1 | =PRODUCT(C1*E1,F1) | =G1
B | UNI-WC22125 | Unistrut WOPF Standard 2 Bolt Clip (WC2 21-25) | 1 | No | =GetRate("PLU",$A2,2) | 1 | =PRODUCT(C2*E2,F2) | =G2
B | GB32 | 32mm Galv Mal Backnut | 1 | No | =GetRate("PLU",$A3,2) | 1 | =PRODUCT(C3*E3,F3) | =G3
B |  | Discount at 20% | =GetValue("Discount 20%",3) | % | =SubTotal(G1:G3) | 1 | =PRODUCT(C4*E4,F4) | =G4
B |  | Waste | =GetValue("Waste 5%",3) | % | =SubTotal(G1:G4) | 1 | =PRODUCT(C5*E5,F5) | =G5
B | Plumber | Plumber | 0.13 | hrs | =GetRate("LAB1",$A6,2) | 1 | =PRODUCT(C6*E6,F6) | =G6
B |  | Margin | =GetValue("Builders margin",3) | % | =SubTotal(G1:G6) | 1 | =PRODUCT(C7*E7,F7) | =G7
I | T31.06.067 | 40mm dia | T31.06_Fire_Pipework | No
B | GE40GALV | 40mm Malleable Female Elbow Galv | 1 | No | =GetRate("PLU",$A1,2) | 1 | =PRODUCT(C1*E1,F1) | =G1
B | UNI-WC242546 | Unistrut WOPF Standard 2 Bolt Clip (WC2 42.5-46) | 1 | No | =GetRate("PLU",$A2,2) | 1 | =PRODUCT(C2*E2,F2) | =G2
B | GB40 | 40mm Galv Mal Backnut | 1 | No | =GetRate("PLU",$A3,2) | 1 | =PRODUCT(C3*E3,F3) | =G3
B |  | Discount at 20% | =GetValue("Discount 20%",3) | % | =SubTotal(G1:G3) | 1 | =PRODUCT(C4*E4,F4) | =G4
B |  | Waste | =GetValue("Waste 5%",3) | % | =SubTotal(G1:G4) | 1 | =PRODUCT(C5*E5,F5) | =G5
B | Plumber | Plumber | 0.15 | hrs | =GetRate("LAB1",$A6,2) | 1 | =PRODUCT(C6*E6,F6) | =G6
B |  | Margin | =GetValue("Builders margin",3) | % | =SubTotal(G1:G6) | 1 | =PRODUCT(C7*E7,F7) | =G7
I | T31.06.070 | 50mm dia | T31.06_Fire_Pipework | No
B | GE50GALV | 50mm Malleable Female Elbow Galv | 1 | No | =GetRate("PLU",$A1,2) | 1 | =PRODUCT(C1*E1,F1) | =G1
B | UNI-WC248553 | Unistrut WOPF Standard 2 Bolt Clip (WC2 48.5-53) | 1 | No | =GetRate("PLU",$A2,2) | 1 | =PRODUCT(C2*E2,F2) | =G2
B | GB50 | 50mm Galv Mal Backnut | 1 | No | =GetRate("PLU",$A3,2) | 1 | =PRODUCT(C3*E3,F3) | =G3
B |  | Discount at 20% | =GetValue("Discount 20%",3) | % | =SubTotal(G1:G3) | 1 | =PRODUCT(C4*E4,F4) | =G4
B |  | Waste | =GetValue("Waste 5%",3) | % | =SubTotal(G1:G4) | 1 | =PRODUCT(C5*E5,F5) | =G5
B | Plumber | Plumber | 0.2 | hrs | =GetRate("LAB1",$A6,2) | 1 | =PRODUCT(C6*E6,F6) | =G6
B |  | Margin | =GetValue("Builders margin",3) | % | =SubTotal(G1:G6) | 1 | =PRODUCT(C7*E7,F7) | =G7
I | T31.06.073 | 65mm dia | T31.06_Fire_Pipework | No
B | GE65GALV | 65mm Malleable Female Elbow Galv | 1 | No | =GetRate("PLU",$A1,2) | 1 | =PRODUCT(C1*E1,F1) | =G1
B | UNI-WC260565 | Unistrut WOPF Standard 2 Bolt Clip (WC2 60.5-65) | 1 | No | =GetRate("PLU",$A2,2) | 1 | =PRODUCT(C2*E2,F2) | =G2
B |  | Discount at 20% | =GetValue("Discount 20%",3) | % | =SubTotal(G1:G2) | 1 | =PRODUCT(C3*E3,F3) | =G3
B |  | Waste | =GetValue("Waste 5%",3) | % | =SubTotal(G1:G3) | 1 | =PRODUCT(C4*E4,F4) | =G4
B | Plumber | Plumber | 0.25 | hrs | =GetRate("LAB1",$A5,2) | 1 | =PRODUCT(C5*E5,F5) | =G5
B |  | Margin | =GetValue("Builders margin",3) | % | =SubTotal(G1:G5) | 1 | =PRODUCT(C6*E6,F6) | =G6
I | T31.06.076 | 80mm dia | T31.06_Fire_Pipework | No
B | GE80GALV | 80mm Malleable Female Elbow Galv | 1 | No | =GetRate("PLU",$A1,2) | 1 | =PRODUCT(C1*E1,F1) | =G1
B | UNI-WC27377 | Unistrut WOPF Standard 2 Bolt Clip (WC2 73-77) | 1 | No | =GetRate("PLU",$A2,2) | 1 | =PRODUCT(C2*E2,F2) | =G2
B |  | Discount at 20% | =GetValue("Discount 20%",3) | % | =SubTotal(G1:G2) | 1 | =PRODUCT(C3*E3,F3) | =G3
B |  | Waste | =GetValue("Waste 5%",3) | % | =SubTotal(G1:G3) | 1 | =PRODUCT(C4*E4,F4) | =G4
B | Plumber | Plumber | 0.28 | hrs | =GetRate("LAB1",$A5,2) | 1 | =PRODUCT(C5*E5,F5) | =G5
B |  | Margin | =GetValue("Builders margin",3) | % | =SubTotal(G1:G5) | 1 | =PRODUCT(C6*E6,F6) | =G6
I | T31.06.079 | 100mm dia | T31.06_Fire_Pipework | No
B | GE100GALV | 100mm Malleable Female Elbow Galv | 1 | No | =GetRate("PLU",$A1,2) | 1 | =PRODUCT(C1*E1,F1) | =G1
B | UNI-WC2109114 | Unistrut WOPF Standard 2 Bolt Clip (WC2 109-114) | 1 | No | =GetRate("PLU",$A2,2) | 1 | =PRODUCT(C2*E2,F2) | =G2
B |  | Discount at 20% | =GetValue("Discount 20%",3) | % | =SubTotal(G1:G2) | 1 | =PRODUCT(C3*E3,F3) | =G3
B |  | Waste | =GetValue("Waste 5%",3) | % | =SubTotal(G1:G3) | 1 | =PRODUCT(C4*E4,F4) | =G4
B | Plumber | Plumber | 0.32 | hrs | =GetRate("LAB1",$A5,2) | 1 | =PRODUCT(C5*E5,F5) | =G5
B |  | Margin | =GetValue("Builders margin",3) | % | =SubTotal(G1:G5) | 1 | =PRODUCT(C6*E6,F6) | =G6
I | T31.06.082 | Tee, plain | T31.06_Fire_Pipework
I | T31.06.085 | 25mm dia | T31.06_Fire_Pipework | No
B | GT25GALV | 25mm Malleable Tee Galv | 1 | No | =GetRate("PLU",$A1,2) | 1 | =PRODUCT(C1*E1,F1) | =G1
B | UNI-WC22125 | Unistrut WOPF Standard 2 Bolt Clip (WC2 21-25) | 1 | No | =GetRate("PLU",$A2,2) | 1 | =PRODUCT(C2*E2,F2) | =G2
B | GB25 | 25mm Galv Mal Backnut | 1 | No | =GetRate("PLU",$A3,2) | 1 | =PRODUCT(C3*E3,F3) | =G3
B |  | Discount at 20% | =GetValue("Discount 20%",3) | % | =SubTotal(G1:G3) | 1 | =PRODUCT(C4*E4,F4) | =G4
B |  | Waste | =GetValue("Waste 5%",3) | % | =SubTotal(G1:G4) | 1 | =PRODUCT(C5*E5,F5) | =G5
B | Plumber | Plumber | 0.14 | hrs | =GetRate("LAB1",$A6,2) | 1 | =PRODUCT(C6*E6,F6) | =G6
B |  | Margin | =GetValue("Builders margin",3) | % | =SubTotal(G1:G6) | 1 | =PRODUCT(C7*E7,F7) | =G7
I | T31.06.088 | 32mm dia | T31.06_Fire_Pipework | No
B | GT32GALV | 32mm Malleable Tee Galv | 1 | No | =GetRate("PLU",$A1,2) | 1 | =PRODUCT(C1*E1,F1) | =G1
B | UNI-WC22125 | Unistrut WOPF Standard 2 Bolt Clip (WC2 21-25) | 1 | No | =GetRate("PLU",$A2,2) | 1 | =PRODUCT(C2*E2,F2) | =G2
B | GB32 | 32mm Galv Mal Backnut | 1 | No | =GetRate("PLU",$A3,2) | 1 | =PRODUCT(C3*E3,F3) | =G3
B |  | Discount at 20% | =GetValue("Discount 20%",3) | % | =SubTotal(G1:G3) | 1 | =PRODUCT(C4*E4,F4) | =G4
B |  | Waste | =GetValue("Waste 5%",3) | % | =SubTotal(G1:G4) | 1 | =PRODUCT(C5*E5,F5) | =G5
B | Plumber | Plumber | 0.15 | hrs | =GetRate("LAB1",$A6,2) | 1 | =PRODUCT(C6*E6,F6) | =G6
B |  | Margin | =GetValue("Builders margin",3) | % | =SubTotal(G1:G6) | 1 | =PRODUCT(C7*E7,F7) | =G7
I | T31.06.091 | 40mm dia | T31.06_Fire_Pipework | No
B | GT40GALV | 40mm Malleable Tee Galv | 1 | No | =GetRate("PLU",$A1,2) | 1 | =PRODUCT(C1*E1,F1) | =G1
B | UNI-WC242546 | Unistrut WOPF Standard 2 Bolt Clip (WC2 42.5-46) | 1 | No | =GetRate("PLU",$A2,2) | 1 | =PRODUCT(C2*E2,F2) | =G2
B | GB40 | 40mm Galv Mal Backnut | 1 | No | =GetRate("PLU",$A3,2) | 1 | =PRODUCT(C3*E3,F3) | =G3
B |  | Discount at 20% | =GetValue("Discount 20%",3) | % | =SubTotal(G1:G3) | 1 | =PRODUCT(C4*E4,F4) | =G4
B |  | Waste | =GetValue("Waste 5%",3) | % | =SubTotal(G1:G4) | 1 | =PRODUCT(C5*E5,F5) | =G5
B | Plumber | Plumber | 0.17 | hrs | =GetRate("LAB1",$A6,2) | 1 | =PRODUCT(C6*E6,F6) | =G6
B |  | Margin | =GetValue("Builders margin",3) | % | =SubTotal(G1:G6) | 1 | =PRODUCT(C7*E7,F7) | =G7
I | T31.06.094 | 50mm dia | T31.06_Fire_Pipework | No
B | GT50GALV | 50mm Malleable Tee Galv | 1 | No | =GetRate("PLU",$A1,2) | 1 | =PRODUCT(C1*E1,F1) | =G1
B | UNI-WC248553 | Unistrut WOPF Standard 2 Bolt Clip (WC2 48.5-53) | 1 | No | =GetRate("PLU",$A2,2) | 1 | =PRODUCT(C2*E2,F2) | =G2
B | GB50 | 50mm Galv Mal Backnut | 1 | No | =GetRate("PLU",$A3,2) | 1 | =PRODUCT(C3*E3,F3) | =G3
B |  | Discount at 20% | =GetValue("Discount 20%",3) | % | =SubTotal(G1:G3) | 1 | =PRODUCT(C4*E4,F4) | =G4
B |  | Waste | =GetValue("Waste 5%",3) | % | =SubTotal(G1:G4) | 1 | =PRODUCT(C5*E5,F5) | =G5
B | Plumber | Plumber | 0.22 | hrs | =GetRate("LAB1",$A6,2) | 1 | =PRODUCT(C6*E6,F6) | =G6
B |  | Margin | =GetValue("Builders margin",3) | % | =SubTotal(G1:G6) | 1 | =PRODUCT(C7*E7,F7) | =G7
I | T31.06.097 | 65mm dia | T31.06_Fire_Pipework | No
B | GT65GALV | 65mm Malleable Tee Galv | 1 | No | =GetRate("PLU",$A1,2) | 1 | =PRODUCT(C1*E1,F1) | =G1
B | UNI-WC260565 | Unistrut WOPF Standard 2 Bolt Clip (WC2 60.5-65) | 1 | No | =GetRate("PLU",$A2,2) | 1 | =PRODUCT(C2*E2,F2) | =G2
B |  | Discount at 20% | =GetValue("Discount 20%",3) | % | =SubTotal(G1:G2) | 1 | =PRODUCT(C3*E3,F3) | =G3
B |  | Waste | =GetValue("Waste 5%",3) | % | =SubTotal(G1:G3) | 1 | =PRODUCT(C4*E4,F4) | =G4
B | Plumber | Plumber | 0.27 | hrs | =GetRate("LAB1",$A5,2) | 1 | =PRODUCT(C5*E5,F5) | =G5
B |  | Margin | =GetValue("Builders margin",3) | % | =SubTotal(G1:G5) | 1 | =PRODUCT(C6*E6,F6) | =G6
I | T31.06.100 | 80mm dia | T31.06_Fire_Pipework | No
B | GT80GALV | 80mm Malleable Tee Galv | 1 | No | =GetRate("PLU",$A1,2) | 1 | =PRODUCT(C1*E1,F1) | =G1
B | UNI-WC27377 | Unistrut WOPF Standard 2 Bolt Clip (WC2 73-77) | 1 | No | =GetRate("PLU",$A2,2) | 1 | =PRODUCT(C2*E2,F2) | =G2
B |  | Discount at 20% | =GetValue("Discount 20%",3) | % | =SubTotal(G1:G2) | 1 | =PRODUCT(C3*E3,F3) | =G3
B |  | Waste | =GetValue("Waste 5%",3) | % | =SubTotal(G1:G3) | 1 | =PRODUCT(C4*E4,F4) | =G4
B | Plumber | Plumber | 0.3 | hrs | =GetRate("LAB1",$A5,2) | 1 | =PRODUCT(C5*E5,F5) | =G5
B |  | Margin | =GetValue("Builders margin",3) | % | =SubTotal(G1:G5) | 1 | =PRODUCT(C6*E6,F6) | =G6
I | T31.06.103 | 100mm dia | T31.06_Fire_Pipework | No
B | GT100GALV | 100mm Malleable Tee Galv | 1 | No | =GetRate("PLU",$A1,2) | 1 | =PRODUCT(C1*E1,F1) | =G1
B | UNI-WC2109114 | Unistrut WOPF Standard 2 Bolt Clip (WC2 109-114) | 1 | No | =GetRate("PLU",$A2,2) | 1 | =PRODUCT(C2*E2,F2) | =G2
B |  | Discount at 20% | =GetValue("Discount 20%",3) | % | =SubTotal(G1:G2) | 1 | =PRODUCT(C3*E3,F3) | =G3
B |  | Waste | =GetValue("Waste 5%",3) | % | =SubTotal(G1:G3) | 1 | =PRODUCT(C4*E4,F4) | =G4
B | Plumber | Plumber | 0.34 | hrs | =GetRate("LAB1",$A5,2) | 1 | =PRODUCT(C5*E5,F5) | =G5
B |  | Margin | =GetValue("Builders margin",3) | % | =SubTotal(G1:G5) | 1 | =PRODUCT(C6*E6,F6) | =G6
I | T31.06.106 | Tee, cross | T31.06_Fire_Pipework
I | T31.06.109 | 25mm dia | T31.06_Fire_Pipework | No
B | GX25 | 25mm Galv Mal Cross | 1 | No | =GetRate("PLU",$A1,2) | 1 | =PRODUCT(C1*E1,F1) | =G1
B | UNI-WC22732 | Unistrut WOPF Standard 2 Bolt Clip (WC2 27-32) | 1 | No | =GetRate("PLU",$A2,2) | 1 | =PRODUCT(C2*E2,F2) | =G2
B | GB25 | 25mm Galv Mal Backnut | 2 | No | =GetRate("PLU",$A3,2) | 1 | =PRODUCT(C3*E3,F3) | =G3
B |  | Discount at 20% | =GetValue("Discount 20%",3) | % | =SubTotal(G1:G3) | 1 | =PRODUCT(C4*E4,F4) | =G4
B |  | Waste | =GetValue("Waste 5%",3) | % | =SubTotal(G1:G4) | 1 | =PRODUCT(C5*E5,F5) | =G5
B | Plumber | Plumber | 0.16 | hrs | =GetRate("LAB1",$A6,2) | 1 | =PRODUCT(C6*E6,F6) | =G6
B |  | Margin | =GetValue("Builders margin",3) | % | =SubTotal(G1:G6) | 1 | =PRODUCT(C7*E7,F7) | =G7
I | T31.06.112 | 32mm dia | T31.06_Fire_Pipework | No
B | GX32 | 32mm Galv Mal Cross | 1 | No | =GetRate("PLU",$A1,2) | 1 | =PRODUCT(C1*E1,F1) | =G1
B | UNI-WC22125 | Unistrut WOPF Standard 2 Bolt Clip (WC2 21-25) | 1 | No | =GetRate("PLU",$A2,2) | 1 | =PRODUCT(C2*E2,F2) | =G2
B | GB32 | 32mm Galv Mal Backnut | 2 | No | =GetRate("PLU",$A3,2) | 1 | =PRODUCT(C3*E3,F3) | =G3
B |  | Discount at 20% | =GetValue("Discount 20%",3) | % | =SubTotal(G1:G3) | 1 | =PRODUCT(C4*E4,F4) | =G4
B |  | Waste | =GetValue("Waste 5%",3) | % | =SubTotal(G1:G4) | 1 | =PRODUCT(C5*E5,F5) | =G5
B | Plumber | Plumber | 0.17 | hrs | =GetRate("LAB1",$A6,2) | 1 | =PRODUCT(C6*E6,F6) | =G6
B |  | Margin | =GetValue("Builders margin",3) | % | =SubTotal(G1:G6) | 1 | =PRODUCT(C7*E7,F7) | =G7
I | T31.06.115 | 40mm dia | T31.06_Fire_Pipework | No
B | GX40 | 40mm Galv Mal Cross | 1 | No | =GetRate("PLU",$A1,2) | 1 | =PRODUCT(C1*E1,F1) | =G1
B | UNI-WC242546 | Unistrut WOPF Standard 2 Bolt Clip (WC2 42.5-46) | 1 | No | =GetRate("PLU",$A2,2) | 1 | =PRODUCT(C2*E2,F2) | =G2
B | GB40 | 40mm Galv Mal Backnut | 2 | No | =GetRate("PLU",$A3,2) | 1 | =PRODUCT(C3*E3,F3) | =G3
B |  | Discount at 20% | =GetValue("Discount 20%",3) | % | =SubTotal(G1:G3) | 1 | =PRODUCT(C4*E4,F4) | =G4
B |  | Waste | =GetValue("Waste 5%",3) | % | =SubTotal(G1:G4) | 1 | =PRODUCT(C5*E5,F5) | =G5
B | Plumber | Plumber | 0.19 | hrs | =GetRate("LAB1",$A6,2) | 1 | =PRODUCT(C6*E6,F6) | =G6
B |  | Margin | =GetValue("Builders margin",3) | % | =SubTotal(G1:G6) | 1 | =PRODUCT(C7*E7,F7) | =G7
I | T31.06.118 | 50mm dia | T31.06_Fire_Pipework | No
B | GX50 | 50mm Galv Mal Cross | 1 | No | =GetRate("PLU",$A1,2) | 1 | =PRODUCT(C1*E1,F1) | =G1
B | UNI-WC248553 | Unistrut WOPF Standard 2 Bolt Clip (WC2 48.5-53) | 1 | No | =GetRate("PLU",$A2,2) | 1 | =PRODUCT(C2*E2,F2) | =G2
B | GB50 | 50mm Galv Mal Backnut | 2 | No | =GetRate("PLU",$A3,2) | 1 | =PRODUCT(C3*E3,F3) | =G3
B |  | Discount at 20% | =GetValue("Discount 20%",3) | % | =SubTotal(G1:G3) | 1 | =PRODUCT(C4*E4,F4) | =G4
B |  | Waste | =GetValue("Waste 5%",3) | % | =SubTotal(G1:G4) | 1 | =PRODUCT(C5*E5,F5) | =G5
B | Plumber | Plumber | 0.24 | hrs | =GetRate("LAB1",$A6,2) | 1 | =PRODUCT(C6*E6,F6) | =G6
B |  | Margin | =GetValue("Builders margin",3) | % | =SubTotal(G1:G6) | 1 | =PRODUCT(C7*E7,F7) | =G7
I | T31.06.121 | <b>Aquatherm Red SDR 7.4</b> fusiolen polypropylene (PP-R FS) pipe, including hangers | T31.06_Fire_Pipework
I | T31.06.124 | 25mm OD, 15mm ID, 3 fittings/5m | T31.06_Fire_Pipework | m
B | FST-4170710 | Firestop 25mm SDR7.4 Pipe (4m length) | 1 | m | =GetRate("PLU",$A1,2) | 0.25 | =PRODUCT(C1*E1,F1) | =G1
B | FST-4112110 | Firestop 25mm 90 Deg Elbow | 0.4 | no | =GetRate("PLU",$A2,2) | 1 | =PRODUCT(C2*E2,F2) | =G2
B | FST-4113110 | Firestop 25mm Tee | 0.2 | no | =GetRate("PLU",$A3,2) | 1 | =PRODUCT(C3*E3,F3) | =G3
B | FP60525 | aquatherm PP 60525 Pipe Clamp 25mm | 0.55556 | no | =GetRate("PLU",$A4,2) | 1 | =PRODUCT(C4*E4,F4) | =G4
B |  | Discount | =GetValue("Discount 30%",3) | % | =SubTotal(G1:G4) | 1 | =PRODUCT(C5*E5,F5) | =G5
B |  | Waste | =GetValue("Waste 20%",3) | % | =SubTotal(G1:G5) | 1 | =PRODUCT(C6*E6,F6) | =G6
B | Plumber | Plumber | 0.3 | hrs | =GetRate("LAB1",$A7,2) | 1 | =PRODUCT(C7*E7,F7) | =G7
B | Plumber | Plumber | 0.1 | hrs | =GetRate("LAB1",$A8,2) | 0.4 | =PRODUCT(C8*E8,F8) | =G8
B | Plumber | Plumber | 0.14 | hrs | =GetRate("LAB1",$A9,2) | 0.2 | =PRODUCT(C9*E9,F9) | =G9
B |  | Margin | =GetValue("Builders margin",3) | % | =SubTotal(G1:G9) | 1 | =PRODUCT(C10*E10,F10) | =G10
B |  | max centres | 1.8
I | T31.06.127 | 32mm OD, 20mm ID | T31.06_Fire_Pipework | m
B | FST-41707126 | Firestop 32mm SDR7.4 Pipe (6m length) | 1 | m | =GetRate("PLU",$A1,2) | 0.16667 | =PRODUCT(C1*E1,F1) | =G1
B | FP60532 | aquatherm PP 60532 Pipe Clamp 32mm | 0.47619 | no | =GetRate("PLU",$A2,2) | 1 | =PRODUCT(C2*E2,F2) | =G2
B |  | Discount | =GetValue("Discount 30%",3) | % | =SubTotal(G1:G2) | 1 | =PRODUCT(C3*E3,F3) | =G3
B |  | Waste | =GetValue("Waste 20%",3) | % | =SubTotal(G1:G3) | 1 | =PRODUCT(C4*E4,F4) | =G4
B | Plumber | Plumber | 0.32 | hrs | =GetRate("LAB1",$A5,2) | 1 | =PRODUCT(C5*E5,F5) | =G5
B |  | Margin | =GetValue("Builders margin",3) | % | =SubTotal(G1:G5) | 1 | =PRODUCT(C6*E6,F6) | =G6
B |  | max centres | 2.1
I | T31.06.130 | 40mm OD, 25mm ID | T31.06_Fire_Pipework | m
B | FST-4170714 | Firestop 40mm SDR7.4 Pipe (4m length) | 1 | m | =GetRate("PLU",$A1,2) | 0.25 | =PRODUCT(C1*E1,F1) | =G1
B | FP60540 | aquatherm PP 60540 Pipe Clamp 40mm | 0.41667 | no | =GetRate("PLU",$A2,2) | 1 | =PRODUCT(C2*E2,F2) | =G2
B |  | Discount | =GetValue("Discount 15%",3) | % | =SubTotal(G1:G2) | 1 | =PRODUCT(C3*E3,F3) | =G3
B |  | Waste | =GetValue("Waste 20%",3) | % | =SubTotal(G1:G3) | 1 | =PRODUCT(C4*E4,F4) | =G4
B | Plumber | Plumber | 0.36 | hrs | =GetRate("LAB1",$A5,2) | 1 | =PRODUCT(C5*E5,F5) | =G5
B |  | Margin | =GetValue("Builders margin",3) | % | =SubTotal(G1:G5) | 1 | =PRODUCT(C6*E6,F6) | =G6
B |  |  | 2.4
I | T31.06.133 | 50mm OD, 32mm ID | T31.06_Fire_Pipework | m
B | FST-41707166 | Firestop 50mm SDR7.4 Pipe (6m length) | 1 | m | =GetRate("PLU",$A1,2) | 0.16667 | =PRODUCT(C1*E1,F1) | =G1
B | FP60550 | aquatherm PP 60550 Pipe Clamp 50mm | 0.37037 | no | =GetRate("PLU",$A2,2) | 1 | =PRODUCT(C2*E2,F2) | =G2
B |  | Discount | =GetValue("Discount 15%",3) | % | =SubTotal(G1:G2) | 1 | =PRODUCT(C3*E3,F3) | =G3
B |  | Waste | =GetValue("Waste 20%",3) | % | =SubTotal(G1:G3) | 1 | =PRODUCT(C4*E4,F4) | =G4
B | Plumber | Plumber | 0.4 | hrs | =GetRate("LAB1",$A5,2) | 1 | =PRODUCT(C5*E5,F5) | =G5
B |  | Margin | =GetValue("Builders margin",3) | % | =SubTotal(G1:G5) | 1 | =PRODUCT(C6*E6,F6) | =G6
B |  | max centres | 2.7
I | T31.06.136 | 63mm OD, 40mm ID | T31.06_Fire_Pipework | m
B | FST-4170718 | Firestop 63mm SDR7.4 Pipe (4m length) | 1 | m | =GetRate("PLU",$A1,2) | 0.25 | =PRODUCT(C1*E1,F1) | =G1
B | FP60563 | aquatherm PP 60563 Pipe Clamp 63mm | 0.37037 | no | =GetRate("PLU",$A2,2) | 1 | =PRODUCT(C2*E2,F2) | =G2
B |  | Discount | =GetValue("Discount 15%",3) | % | =SubTotal(G1:G2) | 1 | =PRODUCT(C3*E3,F3) | =G3
B |  | Waste | =GetValue("Waste 20%",3) | % | =SubTotal(G1:G3) | 1 | =PRODUCT(C4*E4,F4) | =G4
B | Plumber | Plumber | 0.4 | hrs | =GetRate("LAB1",$A5,2) | 1 | =PRODUCT(C5*E5,F5) | =G5
B |  | Margin | =GetValue("Builders margin",3) | % | =SubTotal(G1:G5) | 1 | =PRODUCT(C6*E6,F6) | =G6
B |  | max centres | 2.7
I | T31.06.139 | 75mm OD, 50mm ID | T31.06_Fire_Pipework | m
B | FST-4170720 | Firestop 75mm SDR7.4 Pipe (6m length) | 1 | m | =GetRate("PLU",$A1,2) | 0.16667 | =PRODUCT(C1*E1,F1) | =G1
B | FP60575 | aquatherm PP 60575 Pipe Clamp 75mm | 0.33333 | no | =GetRate("PLU",$A2,2) | 1 | =PRODUCT(C2*E2,F2) | =G2
B |  | Discount | =GetValue("Discount 15%",3) | % | =SubTotal(G1:G2) | 1 | =PRODUCT(C3*E3,F3) | =G3
B |  | Waste | =GetValue("Waste 20%",3) | % | =SubTotal(G1:G3) | 1 | =PRODUCT(C4*E4,F4) | =G4
B | Plumber | Plumber | 0.42 | hrs | =GetRate("LAB1",$A5,2) | 1 | =PRODUCT(C5*E5,F5) | =G5
B |  | Margin | =GetValue("Builders margin",3) | % | =SubTotal(G1:G5) | 1 | =PRODUCT(C6*E6,F6) | =G6
B |  | max centres | 3
I | T31.06.142 | 90mm OD, 65mm ID | T31.06_Fire_Pipework | m
B | FST-4170722 | Firestop 90mm SDR7.4 Pipe (4m length) | 1 | m | =GetRate("PLU",$A1,2) | 0.25 | =PRODUCT(C1*E1,F1) | =G1
B | FP60590 | aquatherm PP 60590 Pipe Clamp 90mm | 0.27027 | no | =GetRate("PLU",$A2,2) | 1 | =PRODUCT(C2*E2,F2) | =G2
B |  | Discount | =GetValue("Discount 15%",3) | % | =SubTotal(G1:G2) | 1 | =PRODUCT(C3*E3,F3) | =G3
B |  | Waste | =GetValue("Waste 20%",3) | % | =SubTotal(G1:G3) | 1 | =PRODUCT(C4*E4,F4) | =G4
B | Plumber | Plumber | 0.5 | hrs | =GetRate("LAB1",$A5,2) | 1 | =PRODUCT(C5*E5,F5) | =G5
B |  | Margin | =GetValue("Builders margin",3) | % | =SubTotal(G1:G5) | 1 | =PRODUCT(C6*E6,F6) | =G6
B |  | max centres | 3.7
I | T31.06.145 | 110mm OD, 80mm ID | T31.06_Fire_Pipework | m
B | FST-4170724 | Firestop 110mm SDR7.4 Pipe(4m length) | 1 | m | =GetRate("PLU",$A1,2) | 0.25 | =PRODUCT(C1*E1,F1) | =G1
B | FP60594 | aquatherm PP 60594 Pipe Clamp 110mm | 0.27027 | no | =GetRate("PLU",$A2,2) | 1 | =PRODUCT(C2*E2,F2) | =G2
B |  | Discount | =GetValue("Discount 15%",3) | % | =SubTotal(G1:G2) | 1 | =PRODUCT(C3*E3,F3) | =G3
B |  | Waste | =GetValue("Waste 20%",3) | % | =SubTotal(G1:G3) | 1 | =PRODUCT(C4*E4,F4) | =G4
B | Plumber | Plumber | 0.59 | hrs | =GetRate("LAB1",$A5,2) | 1 | =PRODUCT(C5*E5,F5) | =G5
B |  | Margin | =GetValue("Builders margin",3) | % | =SubTotal(G1:G5) | 1 | =PRODUCT(C6*E6,F6) | =G6
B |  | max centres | 3.7
I | T31.06.148 | 125mm OD, 90mm ID | T31.06_Fire_Pipework | m
B | FST-4170726 | Firestop 125mm SDR7.4 Pipe (4m length) | 1 | m | =GetRate("PLU",$A1,2) | 0.25 | =PRODUCT(C1*E1,F1) | =G1
B | FP60595 | aquatherm PP 60595 Pipe Clamp 125mm | 0.23256 | no | =GetRate("PLU",$A2,2) | 1 | =PRODUCT(C2*E2,F2) | =G2
B |  | Discount | =GetValue("Discount 15%",3) | % | =SubTotal(G1:G2) | 1 | =PRODUCT(C3*E3,F3) | =G3
B |  | Waste | =GetValue("Waste 20%",3) | % | =SubTotal(G1:G3) | 1 | =PRODUCT(C4*E4,F4) | =G4
B | Plumber | Plumber | 0.7 | hrs | =GetRate("LAB1",$A5,2) | 1 | =PRODUCT(C5*E5,F5) | =G5
B |  | Margin | =GetValue("Builders margin",3) | % | =SubTotal(G1:G5) | 1 | =PRODUCT(C6*E6,F6) | =G6
B |  | labour rate assumed. | 0.59
B |  | 18% more than previous size | 0.1062
B |  |  | 0.6962
B |  |  | 4.3
I | T31.06.151 | Bend | T31.06_Fire_Pipework
I | T31.06.154 | 25mm OD, 15mm ID | T31.06_Fire_Pipework | No
B | FST-4112110 | Firestop 25mm 90 Deg Elbow | 1 | no | =GetRate("PLU",$A1,2) | 1 | =PRODUCT(C1*E1,F1) | =G1
B | FP60525 | aquatherm PP 60525 Pipe Clamp 25mm | 1 | no | =GetRate("PLU",$A2,2) | 1 | =PRODUCT(C2*E2,F2) | =G2
B |  | Discount | =GetValue("Discount 30%",3) | % | =SubTotal(G1:G2) | 1 | =PRODUCT(C3*E3,F3) | =G3
B |  | Waste | =GetValue("Waste 20%",3) | % | =SubTotal(G1:G3) | 1 | =PRODUCT(C4*E4,F4) | =G4
B | Plumber | Plumber | 0.1 | hrs | =GetRate("LAB1",$A5,2) | 1 | =PRODUCT(C5*E5,F5) | =G5
B |  | Margin | =GetValue("Builders margin",3) | % | =SubTotal(G1:G5) | 1 | =PRODUCT(C6*E6,F6) | =G6
I | T31.06.157 | 32mm OD, 20mm ID | T31.06_Fire_Pipework | No
B | FST-4112112 | Firestop 32mm 90 Deg Elbow | 1 | no | =GetRate("PLU",$A1,2) | 1 | =PRODUCT(C1*E1,F1) | =G1
B | FP60532 | aquatherm PP 60532 Pipe Clamp 32mm | 1 | no | =GetRate("PLU",$A2,2) | 1 | =PRODUCT(C2*E2,F2) | =G2
B |  | Discount | =GetValue("Discount 30%",3) | % | =SubTotal(G1:G2) | 1 | =PRODUCT(C3*E3,F3) | =G3
B |  | Waste | =GetValue("Waste 20%",3) | % | =SubTotal(G1:G3) | 1 | =PRODUCT(C4*E4,F4) | =G4
B | Plumber | Plumber | 0.13 | hrs | =GetRate("LAB1",$A5,2) | 1 | =PRODUCT(C5*E5,F5) | =G5
B |  | Margin | =GetValue("Builders margin",3) | % | =SubTotal(G1:G5) | 1 | =PRODUCT(C6*E6,F6) | =G6
I | T31.06.160 | 40mm OD, 25mm ID | T31.06_Fire_Pipework | No
B | FST-4112114 | Firestop 40mm 90 Deg Elbow | 1 | no | =GetRate("PLU",$A1,2) | 1 | =PRODUCT(C1*E1,F1) | =G1
B | FP60540 | aquatherm PP 60540 Pipe Clamp 40mm | 1 | no | =GetRate("PLU",$A2,2) | 1 | =PRODUCT(C2*E2,F2) | =G2
B |  | Discount | =GetValue("Discount 30%",3) | % | =SubTotal(G1:G2) | 1 | =PRODUCT(C3*E3,F3) | =G3
B |  | Waste | =GetValue("Waste 20%",3) | % | =SubTotal(G1:G3) | 1 | =PRODUCT(C4*E4,F4) | =G4
B | Plumber | Plumber | 0.15 | hrs | =GetRate("LAB1",$A5,2) | 1 | =PRODUCT(C5*E5,F5) | =G5
B |  | Margin | =GetValue("Builders margin",3) | % | =SubTotal(G1:G5) | 1 | =PRODUCT(C6*E6,F6) | =G6
I | T31.06.163 | 50mm OD, 32mm ID | T31.06_Fire_Pipework | No
B | FST-4112116 | Firestop 50mm 90 Deg Elbow | 1 | no | =GetRate("PLU",$A1,2) | 1 | =PRODUCT(C1*E1,F1) | =G1
B | FP60550 | aquatherm PP 60550 Pipe Clamp 50mm | 1 | no | =GetRate("PLU",$A2,2) | 1 | =PRODUCT(C2*E2,F2) | =G2
B |  | Discount | =GetValue("Discount 30%",3) | % | =SubTotal(G1:G2) | 1 | =PRODUCT(C3*E3,F3) | =G3
B |  | Waste | =GetValue("Waste 20%",3) | % | =SubTotal(G1:G3) | 1 | =PRODUCT(C4*E4,F4) | =G4
B | Plumber | Plumber | 0.18 | hrs | =GetRate("LAB1",$A5,2) | 1 | =PRODUCT(C5*E5,F5) | =G5
B |  | Margin | =GetValue("Builders margin",3) | % | =SubTotal(G1:G5) | 1 | =PRODUCT(C6*E6,F6) | =G6
I | T31.06.166 | 63mm OD, 40mm ID | T31.06_Fire_Pipework | No
B | FST-4112118 | Firestop 63mm 90 Deg Elbow | 1 | no | =GetRate("PLU",$A1,2) | 1 | =PRODUCT(C1*E1,F1) | =G1
B | FP60563 | aquatherm PP 60563 Pipe Clamp 63mm | 1 | no | =GetRate("PLU",$A2,2) | 1 | =PRODUCT(C2*E2,F2) | =G2
B |  | Discount | =GetValue("Discount 30%",3) | % | =SubTotal(G1:G2) | 1 | =PRODUCT(C3*E3,F3) | =G3
B |  | Waste | =GetValue("Waste 20%",3) | % | =SubTotal(G1:G3) | 1 | =PRODUCT(C4*E4,F4) | =G4
B | Plumber | Plumber | 0.2 | hrs | =GetRate("LAB1",$A5,2) | 1 | =PRODUCT(C5*E5,F5) | =G5
B |  | Margin | =GetValue("Builders margin",3) | % | =SubTotal(G1:G5) | 1 | =PRODUCT(C6*E6,F6) | =G6
I | T31.06.169 | 75mm OD, 50mm ID | T31.06_Fire_Pipework | No
B | FST-4112120 | Firestop 75mm 90 Deg Elbow | 1 | no | =GetRate("PLU",$A1,2) | 1 | =PRODUCT(C1*E1,F1) | =G1
B | FP60575 | aquatherm PP 60575 Pipe Clamp 75mm | 1 | no | =GetRate("PLU",$A2,2) | 1 | =PRODUCT(C2*E2,F2) | =G2
B |  | Discount | =GetValue("Discount 30%",3) | % | =SubTotal(G1:G2) | 1 | =PRODUCT(C3*E3,F3) | =G3
B |  | Waste | =GetValue("Waste 20%",3) | % | =SubTotal(G1:G3) | 1 | =PRODUCT(C4*E4,F4) | =G4
B | Plumber | Plumber | 0.25 | hrs | =GetRate("LAB1",$A5,2) | 1 | =PRODUCT(C5*E5,F5) | =G5
B |  | Margin | =GetValue("Builders margin",3) | % | =SubTotal(G1:G5) | 1 | =PRODUCT(C6*E6,F6) | =G6
I | T31.06.172 | 90mm OD, 65mm ID | T31.06_Fire_Pipework | No
B | FST-4112122 | Firestop 90mm 90 Deg Elbow | 1 | no | =GetRate("PLU",$A1,2) | 1 | =PRODUCT(C1*E1,F1) | =G1
B | FP60590 | aquatherm PP 60590 Pipe Clamp 90mm | 1 | no | =GetRate("PLU",$A2,2) | 1 | =PRODUCT(C2*E2,F2) | =G2
B |  | Discount | =GetValue("Discount 30%",3) | % | =SubTotal(G1:G2) | 1 | =PRODUCT(C3*E3,F3) | =G3
B |  | Waste | =GetValue("Waste 20%",3) | % | =SubTotal(G1:G3) | 1 | =PRODUCT(C4*E4,F4) | =G4
B | Plumber | Plumber | 0.33 | hrs | =GetRate("LAB1",$A5,2) | 1 | =PRODUCT(C5*E5,F5) | =G5
B |  | Margin | =GetValue("Builders margin",3) | % | =SubTotal(G1:G5) | 1 | =PRODUCT(C6*E6,F6) | =G6
I | T31.06.175 | 110mm OD, 80mm ID | T31.06_Fire_Pipework | No
B | FST-4112124 | Firestop 110mm 90 Deg Elbow | 1 | no | =GetRate("PLU",$A1,2) | 1 | =PRODUCT(C1*E1,F1) | =G1
B | FP60594 | aquatherm PP 60594 Pipe Clamp 110mm | 1 | no | =GetRate("PLU",$A2,2) | 1 | =PRODUCT(C2*E2,F2) | =G2
B |  | Discount | =GetValue("Discount 30%",3) | % | =SubTotal(G1:G2) | 1 | =PRODUCT(C3*E3,F3) | =G3
B |  | Waste | =GetValue("Waste 20%",3) | % | =SubTotal(G1:G3) | 1 | =PRODUCT(C4*E4,F4) | =G4
B | Plumber | Plumber | 0.37 | hrs | =GetRate("LAB1",$A5,2) | 1 | =PRODUCT(C5*E5,F5) | =G5
B |  | Margin | =GetValue("Builders margin",3) | % | =SubTotal(G1:G5) | 1 | =PRODUCT(C6*E6,F6) | =G6
I | T31.06.181 | 125mm OD, 90mm ID | T31.06_Fire_Pipework | No
B | FST-4112126 | Firestop 125mm 90 Deg Elbow | 1 | no | =GetRate("PLU",$A1,2) | 1 | =PRODUCT(C1*E1,F1) | =G1
B | FP60595 | aquatherm PP 60595 Pipe Clamp 125mm | 1 | no | =GetRate("PLU",$A2,2) | 1 | =PRODUCT(C2*E2,F2) | =G2
B |  | Discount | =GetValue("Discount 30%",3) | % | =SubTotal(G1:G2) | 1 | =PRODUCT(C3*E3,F3) | =G3
B |  | Waste | =GetValue("Waste 20%",3) | % | =SubTotal(G1:G3) | 1 | =PRODUCT(C4*E4,F4) | =G4
B | Plumber | Plumber | 0.42 | hrs | =GetRate("LAB1",$A5,2) | 1 | =PRODUCT(C5*E5,F5) | =G5
B |  | Margin | =GetValue("Builders margin",3) | % | =SubTotal(G1:G5) | 1 | =PRODUCT(C6*E6,F6) | =G6
I | T31.06.187 | Tee, plain | T31.06_Fire_Pipework
I | T31.06.190 | 25mm dia OD, 15mm ID | T31.06_Fire_Pipework | No
B | FST-4113110 | Firestop 25mm Tee | 1 | no | =GetRate("PLU",$A1,2) | 1 | =PRODUCT(C1*E1,F1) | =G1
B | FP60525 | aquatherm PP 60525 Pipe Clamp 25mm | 1 | no | =GetRate("PLU",$A2,2) | 1 | =PRODUCT(C2*E2,F2) | =G2
B |  | Discount | =GetValue("Discount 30%",3) | % | =SubTotal(G1:G2) | 1 | =PRODUCT(C3*E3,F3) | =G3
B |  | Waste | =GetValue("Waste 20%",3) | % | =SubTotal(G1:G3) | 1 | =PRODUCT(C4*E4,F4) | =G4
B | Plumber | Plumber | 0.14 | hrs | =GetRate("LAB1",$A5,2) | 1 | =PRODUCT(C5*E5,F5) | =G5
B |  | Margin | =GetValue("Builders margin",3) | % | =SubTotal(G1:G5) | 1 | =PRODUCT(C6*E6,F6) | =G6
B |  | Plain elbow at 2 per 5 = 2/5 0r 0.40/m
B |  | Coupler, 1 per 5m = 0.20 tees per m
B |  | Pipe clip at 600 cc, =1/0.6
I | T31.06.193 | 32mm dia OD, 20mm ID | T31.06_Fire_Pipework | No
B | FST-4113112 | Firestop 32mm Tee | 1 | no | =GetRate("PLU",$A1,2) | 1 | =PRODUCT(C1*E1,F1) | =G1
B | FP60532 | aquatherm PP 60532 Pipe Clamp 32mm | 1 | no | =GetRate("PLU",$A2,2) | 1 | =PRODUCT(C2*E2,F2) | =G2
B |  | Discount | =GetValue("Discount 30%",3) | % | =SubTotal(G1:G2) | 1 | =PRODUCT(C3*E3,F3) | =G3
B |  | Waste | =GetValue("Waste 20%",3) | % | =SubTotal(G1:G3) | 1 | =PRODUCT(C4*E4,F4) | =G4
B | Plumber | Plumber | 0.15 | hrs | =GetRate("LAB1",$A5,2) | 1 | =PRODUCT(C5*E5,F5) | =G5
B |  | Margin | =GetValue("Builders margin",3) | % | =SubTotal(G1:G5) | 1 | =PRODUCT(C6*E6,F6) | =G6
B |  | Plain elbow at 2 per 5 = 2/5 0r 0.40/m
B |  | Coupler, 1 per 5m = 0.20 tees per m
B |  | Pipe clip at 600 cc, =1/0.6
I | T31.06.196 | 40mm dia OD, 25mm ID | T31.06_Fire_Pipework | No
B | FST-4113114 | Firestop 40mm Tee | 1 | no | =GetRate("PLU",$A1,2) | 1 | =PRODUCT(C1*E1,F1) | =G1
B | FP60540 | aquatherm PP 60540 Pipe Clamp 40mm | 1 | no | =GetRate("PLU",$A2,2) | 1 | =PRODUCT(C2*E2,F2) | =G2
B |  | Discount | =GetValue("Discount 30%",3) | % | =SubTotal(G1:G2) | 1 | =PRODUCT(C3*E3,F3) | =G3
B |  | Waste | =GetValue("Waste 20%",3) | % | =SubTotal(G1:G3) | 1 | =PRODUCT(C4*E4,F4) | =G4
B | Plumber | Plumber | 0.18 | hrs | =GetRate("LAB1",$A5,2) | 1 | =PRODUCT(C5*E5,F5) | =G5
B |  | Margin | =GetValue("Builders margin",3) | % | =SubTotal(G1:G5) | 1 | =PRODUCT(C6*E6,F6) | =G6
I | T31.06.199 | 50mm dia OD, 32mm ID | T31.06_Fire_Pipework | No
B | FST-4113116 | Firestop 50mm Tee | 1 | no | =GetRate("PLU",$A1,2) | 1 | =PRODUCT(C1*E1,F1) | =G1
B | FP60550 | aquatherm PP 60550 Pipe Clamp 50mm | 1 | no | =GetRate("PLU",$A2,2) | 1 | =PRODUCT(C2*E2,F2) | =G2
B |  | Discount | =GetValue("Discount 30%",3) | % | =SubTotal(G1:G2) | 1 | =PRODUCT(C3*E3,F3) | =G3
B |  | Waste | =GetValue("Waste 20%",3) | % | =SubTotal(G1:G3) | 1 | =PRODUCT(C4*E4,F4) | =G4
B | Plumber | Plumber | 0.21 | hrs | =GetRate("LAB1",$A5,2) | 1 | =PRODUCT(C5*E5,F5) | =G5
B |  | Margin | =GetValue("Builders margin",3) | % | =SubTotal(G1:G5) | 1 | =PRODUCT(C6*E6,F6) | =G6
I | T31.06.202 | 63mm dia OD, 40mm ID | T31.06_Fire_Pipework | No
B | FST-4113118 | Firestop 63mm Tee | 1 | no | =GetRate("PLU",$A1,2) | 1 | =PRODUCT(C1*E1,F1) | =G1
B | FP60563 | aquatherm PP 60563 Pipe Clamp 63mm | 1 | no | =GetRate("PLU",$A2,2) | 1 | =PRODUCT(C2*E2,F2) | =G2
B |  | Discount | =GetValue("Discount 30%",3) | % | =SubTotal(G1:G2) | 1 | =PRODUCT(C3*E3,F3) | =G3
B |  | Waste | =GetValue("Waste 20%",3) | % | =SubTotal(G1:G3) | 1 | =PRODUCT(C4*E4,F4) | =G4
B | Plumber | Plumber | 0.24 | hrs | =GetRate("LAB1",$A5,2) | 1 | =PRODUCT(C5*E5,F5) | =G5
B |  | Margin | =GetValue("Builders margin",3) | % | =SubTotal(G1:G5) | 1 | =PRODUCT(C6*E6,F6) | =G6
I | T31.06.205 | 75mm dia OD, 50mm ID | T31.06_Fire_Pipework | No
B | FST-4113120 | Firestop 75mm Tee | 1 | no | =GetRate("PLU",$A1,2) | 1 | =PRODUCT(C1*E1,F1) | =G1
B | FP60575 | aquatherm PP 60575 Pipe Clamp 75mm | 1 | no | =GetRate("PLU",$A2,2) | 1 | =PRODUCT(C2*E2,F2) | =G2
B |  | Discount | =GetValue("Discount 30%",3) | % | =SubTotal(G1:G2) | 1 | =PRODUCT(C3*E3,F3) | =G3
B |  | Waste | =GetValue("Waste 20%",3) | % | =SubTotal(G1:G3) | 1 | =PRODUCT(C4*E4,F4) | =G4
B | Plumber | Plumber | 0.29 | hrs | =GetRate("LAB1",$A5,2) | 1 | =PRODUCT(C5*E5,F5) | =G5
B |  | Margin | =GetValue("Builders margin",3) | % | =SubTotal(G1:G5) | 1 | =PRODUCT(C6*E6,F6) | =G6
I | T31.06.208 | 90mm dia OD, 65mm ID | T31.06_Fire_Pipework | No
B | FST-4113122 | Firestop 90mm Tee | 1 | no | =GetRate("PLU",$A1,2) | 1 | =PRODUCT(C1*E1,F1) | =G1
B | FP60590 | aquatherm PP 60590 Pipe Clamp 90mm | 1 | no | =GetRate("PLU",$A2,2) | 1 | =PRODUCT(C2*E2,F2) | =G2
B |  | Discount | =GetValue("Discount 30%",3) | % | =SubTotal(G1:G2) | 1 | =PRODUCT(C3*E3,F3) | =G3
B |  | Waste | =GetValue("Waste 20%",3) | % | =SubTotal(G1:G3) | 1 | =PRODUCT(C4*E4,F4) | =G4
B | Plumber | Plumber | 0.38 | hrs | =GetRate("LAB1",$A5,2) | 1 | =PRODUCT(C5*E5,F5) | =G5
B |  | Margin | =GetValue("Builders margin",3) | % | =SubTotal(G1:G5) | 1 | =PRODUCT(C6*E6,F6) | =G6
I | T31.06.211 | 110mm dia OD, 80mm ID | T31.06_Fire_Pipework | No
B | FST-4113124 | Firestop 110mm Tee | 1 | no | =GetRate("PLU",$A1,2) | 1 | =PRODUCT(C1*E1,F1) | =G1
B | FP60594 | aquatherm PP 60594 Pipe Clamp 110mm | 1 | no | =GetRate("PLU",$A2,2) | 1 | =PRODUCT(C2*E2,F2) | =G2
B |  | Discount | =GetValue("Discount 30%",3) | % | =SubTotal(G1:G2) | 1 | =PRODUCT(C3*E3,F3) | =G3
B |  | Waste | =GetValue("Waste 20%",3) | % | =SubTotal(G1:G3) | 1 | =PRODUCT(C4*E4,F4) | =G4
B | Plumber | Plumber | 0.43 | hrs | =GetRate("LAB1",$A5,2) | 1 | =PRODUCT(C5*E5,F5) | =G5
B |  | Margin | =GetValue("Builders margin",3) | % | =SubTotal(G1:G5) | 1 | =PRODUCT(C6*E6,F6) | =G6
I | T31.06.214 | 125mm dia OD, 90mm ID | T31.06_Fire_Pipework | No
B | FST-4113126 | Firestop 125mm Tee | 1 | no | =GetRate("PLU",$A1,2) | 1 | =PRODUCT(C1*E1,F1) | =G1
B | FP60595 | aquatherm PP 60595 Pipe Clamp 125mm | 1 | no | =GetRate("PLU",$A2,2) | 1 | =PRODUCT(C2*E2,F2) | =G2
B |  | Discount | =GetValue("Discount 30%",3) | % | =SubTotal(G1:G2) | 1 | =PRODUCT(C3*E3,F3) | =G3
B |  | Waste | =GetValue("Waste 20%",3) | % | =SubTotal(G1:G3) | 1 | =PRODUCT(C4*E4,F4) | =G4
B | Plumber | Plumber | 0.48 | hrs | =GetRate("LAB1",$A5,2) | 1 | =PRODUCT(C5*E5,F5) | =G5
B |  | Margin | =GetValue("Builders margin",3) | % | =SubTotal(G1:G5) | 1 | =PRODUCT(C6*E6,F6) | =G6
I | T31.06.217 | Cross or 4 way junction | T31.06_Fire_Pipework
I | T31.06.220 | 32mm dia OD, 20mm ID | T31.06_Fire_Pipework | No
B | FST-4113712 | Firestop 32mm Cross | 1 | no | =GetRate("PLU",$A1,2) | 1 | =PRODUCT(C1*E1,F1) | =G1
B | FP60532 | aquatherm PP 60532 Pipe Clamp 32mm | 1 | no | =GetRate("PLU",$A2,2) | 1 | =PRODUCT(C2*E2,F2) | =G2
B |  | Discount | =GetValue("Discount 30%",3) | % | =SubTotal(G1:G2) | 1 | =PRODUCT(C3*E3,F3) | =G3
B |  | Waste | =GetValue("Waste 20%",3) | % | =SubTotal(G1:G3) | 1 | =PRODUCT(C4*E4,F4) | =G4
B | Plumber | Plumber | 0.17 | hrs | =GetRate("LAB1",$A5,2) | 1 | =PRODUCT(C5*E5,F5) | =G5
B |  | Margin | =GetValue("Builders margin",3) | % | =SubTotal(G1:G5) | 1 | =PRODUCT(C6*E6,F6) | =G6
I | T31.06.223 | 40mm dia OD, 25mm ID | T31.06_Fire_Pipework | No
B | FST-4113714 | Firestop 40mm Cross | 1 | no | =GetRate("PLU",$A1,2) | 1 | =PRODUCT(C1*E1,F1) | =G1
B | FP60540 | aquatherm PP 60540 Pipe Clamp 40mm | 1 | no | =GetRate("PLU",$A2,2) | 1 | =PRODUCT(C2*E2,F2) | =G2
B |  | Discount | =GetValue("Discount 30%",3) | % | =SubTotal(G1:G2) | 1 | =PRODUCT(C3*E3,F3) | =G3
B |  | Waste | =GetValue("Waste 20%",3) | % | =SubTotal(G1:G3) | 1 | =PRODUCT(C4*E4,F4) | =G4
B | Plumber | Plumber | 0.2 | hrs | =GetRate("LAB1",$A5,2) | 1 | =PRODUCT(C5*E5,F5) | =G5
B |  | Margin | =GetValue("Builders margin",3) | % | =SubTotal(G1:G5) | 1 | =PRODUCT(C6*E6,F6) | =G6
I | T31.06.226 | 50mm to 32mm dia OD, 32mm to 20mm ID | T31.06_Fire_Pipework | No
B | FST-4113750 | Firestop 50/32mm Cross | 1 | no | =GetRate("PLU",$A1,2) | 1 | =PRODUCT(C1*E1,F1) | =G1
B | FP60550 | aquatherm PP 60550 Pipe Clamp 50mm | 1 | no | =GetRate("PLU",$A2,2) | 1 | =PRODUCT(C2*E2,F2) | =G2
B |  | Discount | =GetValue("Discount 30%",3) | % | =SubTotal(G1:G2) | 1 | =PRODUCT(C3*E3,F3) | =G3
B |  | Waste | =GetValue("Waste 20%",3) | % | =SubTotal(G1:G3) | 1 | =PRODUCT(C4*E4,F4) | =G4
B | Plumber | Plumber | 0.22 | hrs | =GetRate("LAB1",$A5,2) | 1 | =PRODUCT(C5*E5,F5) | =G5
B |  | Margin | =GetValue("Builders margin",3) | % | =SubTotal(G1:G5) | 1 | =PRODUCT(C6*E6,F6) | =G6
I | T31.06.229 | 63mm to 32mm dia OD, 40mm to 20mm ID | T31.06_Fire_Pipework | No
B | FST-4113756 | Firestop 63/32mm Cross | 1 | no | =GetRate("PLU",$A1,2) | 1 | =PRODUCT(C1*E1,F1) | =G1
B | FP60563 | aquatherm PP 60563 Pipe Clamp 63mm | 1 | no | =GetRate("PLU",$A2,2) | 1 | =PRODUCT(C2*E2,F2) | =G2
B |  | Discount | =GetValue("Discount 30%",3) | % | =SubTotal(G1:G2) | 1 | =PRODUCT(C3*E3,F3) | =G3
B |  | Waste | =GetValue("Waste 20%",3) | % | =SubTotal(G1:G3) | 1 | =PRODUCT(C4*E4,F4) | =G4
B | Plumber | Plumber | 0.26 | hrs | =GetRate("LAB1",$A5,2) | 1 | =PRODUCT(C5*E5,F5) | =G5
B |  | Margin | =GetValue("Builders margin",3) | % | =SubTotal(G1:G5) | 1 | =PRODUCT(C6*E6,F6) | =G6
I | T31.07.001 | Valves | T31.07_Fire_Valves
I | T31.07.004 | <b>Gate Valve,</b> including union, screwed joints to pipework | T31.07_Fire_Valves
I | T31.07.007 | 25mm dia | T31.07_Fire_Valves | No
B | GVBAS25 | 25mm Female Bronze Gate Valve | 1 | no | =GetRate("PLU",$A1,2) | 1 | =PRODUCT(C1*E1,F1) | =G1
B |  | Discount | =GetValue("Discount 15%",3) | % | =SubTotal(G1:G1) | 1 | =PRODUCT(C2*E2,F2) | =G2
B |  | Waste | =GetValue("Waste 5%",3) | % | =SubTotal(G1:G2) | 1 | =PRODUCT(C3*E3,F3) | =G3
B | Plumber | Plumber | 0.25 | hrs | =GetRate("LAB1",$A4,2) | 1 | =PRODUCT(C4*E4,F4) | =G4
B |  | Margin | =GetValue("Builders margin",3) | % | =SubTotal(G1:G4) | 1 | =PRODUCT(C5*E5,F5) | =G5
I | T31.07.010 | 32mm dia | T31.07_Fire_Valves | No
B | GVBAS32 | 32mm Female Bronze Gate Valve | 1 | no | =GetRate("PLU",$A1,2) | 1 | =PRODUCT(C1*E1,F1) | =G1
B |  | Discount | =GetValue("Discount 15%",3) | % | =SubTotal(G1:G1) | 1 | =PRODUCT(C2*E2,F2) | =G2
B |  | Waste | =GetValue("Waste 5%",3) | % | =SubTotal(G1:G2) | 1 | =PRODUCT(C3*E3,F3) | =G3
B | Plumber | Plumber | 0.35 | hrs | =GetRate("LAB1",$A4,2) | 1 | =PRODUCT(C4*E4,F4) | =G4
B |  | Margin | =GetValue("Builders margin",3) | % | =SubTotal(G1:G4) | 1 | =PRODUCT(C5*E5,F5) | =G5
I | T31.07.013 | 40mm dia | T31.07_Fire_Valves | No
B | GVBAS40 | 40mm Female Bronze Gate Valve | 1 | no | =GetRate("PLU",$A1,2) | 1 | =PRODUCT(C1*E1,F1) | =G1
B |  | Discount | =GetValue("Discount 15%",3) | % | =SubTotal(G1:G1) | 1 | =PRODUCT(C2*E2,F2) | =G2
B |  | Waste | =GetValue("Waste 5%",3) | % | =SubTotal(G1:G2) | 1 | =PRODUCT(C3*E3,F3) | =G3
B | Plumber | Plumber | 0.5 | hrs | =GetRate("LAB1",$A4,2) | 1 | =PRODUCT(C4*E4,F4) | =G4
B |  | Margin | =GetValue("Builders margin",3) | % | =SubTotal(G1:G4) | 1 | =PRODUCT(C5*E5,F5) | =G5
I | T31.07.016 | 50mm dia | T31.07_Fire_Valves | No
B | GVBAS50 | 50mm Female Bronze Gate Valve | 1 | no | =GetRate("PLU",$A1,2) | 1 | =PRODUCT(C1*E1,F1) | =G1
B |  | Discount | =GetValue("Discount 15%",3) | % | =SubTotal(G1:G1) | 1 | =PRODUCT(C2*E2,F2) | =G2
B |  | Waste | =GetValue("Waste 5%",3) | % | =SubTotal(G1:G2) | 1 | =PRODUCT(C3*E3,F3) | =G3
B | Plumber | Plumber | 0.75 | hrs | =GetRate("LAB1",$A4,2) | 1 | =PRODUCT(C4*E4,F4) | =G4
B |  | Margin | =GetValue("Builders margin",3) | % | =SubTotal(G1:G4) | 1 | =PRODUCT(C5*E5,F5) | =G5
I | T31.07.019 | <b>Gate Valve,</b> including flanged joints to pipework | T31.07_Fire_Valves
I | T31.07.022 | 50mm dia | T31.07_Fire_Valves | No
B | 61274 | RSVFLFL050 AVK CC RS VALVE | 1 | no | =GetRate("DRA",$A1,2) | 1 | =PRODUCT(C1*E1,F1) | =G1
B |  | Discount | =GetValue("Discount 10%",3) | % | =SubTotal(G1:G1) | 1 | =PRODUCT(C2*E2,F2) | =G2
B |  | Waste | =GetValue("Waste 5%",3) | % | =SubTotal(G1:G2) | 1 | =PRODUCT(C3*E3,F3) | =G3
B | 74234 | RSV50/100 SLUICE VALVE HAND WHL NYL ACC | 1 | no | =GetRate("DRA",$A4,2) | 1 | =PRODUCT(C4*E4,F4) | =G4
B |  | Discount | =GetValue("Discount 10%",3) | % | =SubTotal(G4:G4) | 1 | =PRODUCT(C5*E5,F5) | =G5
B |  | Waste | =GetValue("Waste 5%",3) | % | =SubTotal(G4:G5) | 1 | =PRODUCT(C6*E6,F6) | =G6
B | Plumber | Plumber | 0.75 | hrs | =GetRate("LAB1",$A7,2) | 1 | =PRODUCT(C7*E7,F7) | =G7
B |  | Margin | =GetValue("Builders margin",3) | % | =SubTotal(G1:G7) | 1 | =PRODUCT(C8*E8,F8) | =G8
I | T31.07.025 | 80mm dia | T31.07_Fire_Valves | No
B | 61275 | RSVFLFL080 AVK CC RS VALVE | 1 | no | =GetRate("DRA",$A1,2) | 1 | =PRODUCT(C1*E1,F1) | =G1
B |  | Discount | =GetValue("Discount 10%",3) | % | =SubTotal(G1:G1) | 1 | =PRODUCT(C2*E2,F2) | =G2
B |  | Waste | =GetValue("Waste 5%",3) | % | =SubTotal(G1:G2) | 1 | =PRODUCT(C3*E3,F3) | =G3
B | 74234 | RSV50/100 SLUICE VALVE HAND WHL NYL ACC | 1 | no | =GetRate("DRA",$A4,2) | 1 | =PRODUCT(C4*E4,F4) | =G4
B |  | Discount | =GetValue("Discount 10%",3) | % | =SubTotal(G4:G4) | 1 | =PRODUCT(C5*E5,F5) | =G5
B |  | Waste | =GetValue("Waste 5%",3) | % | =SubTotal(G4:G5) | 1 | =PRODUCT(C6*E6,F6) | =G6
B | Plumber | Plumber | 2 | hrs | =GetRate("LAB1",$A7,2) | 1 | =PRODUCT(C7*E7,F7) | =G7
B |  | Margin | =GetValue("Builders margin",3) | % | =SubTotal(G1:G7) | 1 | =PRODUCT(C8*E8,F8) | =G8
I | T31.07.028 | 100mm dia | T31.07_Fire_Valves | No
B | 61276 | RSVFLFL100 AVK CC RS VALVE | 1 | no | =GetRate("DRA",$A1,2) | 1 | =PRODUCT(C1*E1,F1) | =G1
B |  | Discount | =GetValue("Discount 10%",3) | % | =SubTotal(G1:G1) | 1 | =PRODUCT(C2*E2,F2) | =G2
B |  | Waste | =GetValue("Waste 5%",3) | % | =SubTotal(G1:G2) | 1 | =PRODUCT(C3*E3,F3) | =G3
B | 74234 | RSV50/100 SLUICE VALVE HAND WHL NYL ACC | 1 | no | =GetRate("DRA",$A4,2) | 1 | =PRODUCT(C4*E4,F4) | =G4
B |  | Discount | =GetValue("Discount 10%",3) | % | =SubTotal(G4:G4) | 1 | =PRODUCT(C5*E5,F5) | =G5
B |  | Waste | =GetValue("Waste 5%",3) | % | =SubTotal(G4:G5) | 1 | =PRODUCT(C6*E6,F6) | =G6
B | Plumber | Plumber | 4 | hrs | =GetRate("LAB1",$A7,2) | 1 | =PRODUCT(C7*E7,F7) | =G7
B |  | Margin | =GetValue("Builders margin",3) | % | =SubTotal(G1:G7) | 1 | =PRODUCT(C8*E8,F8) | =G8
I | T31.07.031 | 150mm dia | T31.07_Fire_Valves | No
B | 43025 | RSVFLFL150 AVK CC RS VALVE | 1 | no | =GetRate("DRA",$A1,2) | 1 | =PRODUCT(C1*E1,F1) | =G1
B |  | Discount | =GetValue("Discount 10%",3) | % | =SubTotal(G1:G1) | 1 | =PRODUCT(C2*E2,F2) | =G2
B |  | Waste | =GetValue("Waste 5%",3) | % | =SubTotal(G1:G2) | 1 | =PRODUCT(C3*E3,F3) | =G3
B | 80355 | RSVH150 SLUICE VALVE HAND WHEEL NYL ACC | 1 | no | =GetRate("DRA",$A4,2) | 1 | =PRODUCT(C4*E4,F4) | =G4
B |  | Discount | =GetValue("Discount 10%",3) | % | =SubTotal(G4:G4) | 1 | =PRODUCT(C5*E5,F5) | =G5
B |  | Waste | =GetValue("Waste 5%",3) | % | =SubTotal(G4:G5) | 1 | =PRODUCT(C6*E6,F6) | =G6
B | Plumber | Plumber | 6 | hrs | =GetRate("LAB1",$A7,2) | 1 | =PRODUCT(C7*E7,F7) | =G7
B |  | Margin | =GetValue("Builders margin",3) | % | =SubTotal(G1:G7) | 1 | =PRODUCT(C8*E8,F8) | =G8
I | T31.07.034 | <b>Add</b> extra for pumps, fire indicator boards, etc. | T31.07_Fire_Valves
I | T31.08.001 | Dry Pipe Sprinklers | T31.08_Fire_Dry Sprinklers
I | T31.08.004 | <b>Dry Pipe Sprinkler System,</b> to cold stores, high temperature areas, with allowance for service mains and connection to mains water supply, excluding storage tank (average cost per m2 of sprinkled area) | T31.08_Fire_Dry Sprinklers | m2 | 59.6781
I | T31.09.001 | Detector and Alarm Systems | T31.09_Fire_Detector Alarms
I | T31.09.004 | Rates include accessories, wiring and fire indicator board, but exclude detectors and circuits | T31.09_Fire_Detector Alarms
I | T31.09.007 | <b>Fire Indicator Board</b> | T31.09_Fire_Detector Alarms
I | T31.09.010 | Minor project | T31.09_Fire_Detector Alarms | Sum | 2139.4022
I | T31.09.013 | Medium project | T31.09_Fire_Detector Alarms | Sum | 4278.8043
I | T31.09.016 | Major project | T31.09_Fire_Detector Alarms | Sum | 14300.2144
I | T31.09.019 | Extensive or special project, including ancillary functions | T31.09_Fire_Detector Alarms | Sum
I | T31.09.022 | <b>Detector and Circuit</b> | T31.09_Fire_Detector Alarms
I | T31.09.025 | Thermal Detectors | T31.09_Fire_Detector Alarms | No | 123.8601
I | T31.09.028 | Smoke Detectors, combustion type | T31.09_Fire_Detector Alarms | No | 236.4602
I | T31.09.031 | Smoke Detectors, photo optic type | T31.09_Fire_Detector Alarms | No | 270.2403
I | T31.09.034 | Fire bell and circuit | T31.09_Fire_Detector Alarms | No | 112.6001
I | T31.09.037 | LastItem | T31.09_Fire_Detector Alarms
I | T32.00.001 | Lifts and Escalators | T32.00_Lifts and Escalators
I | T32.00.004 | Rates represent the indicative cost of complete installation of equipment by a specialist company. | T32.00_Lifts and Escalators
I | T32.00.007 | Lift cars are based on quality design, automatic entrance doors with stainless steel panels and frames | T32.00_Lifts and Escalators
I | T32.00.010 | <b>Add</b> extra for lift enclosure walls, lift pit, plant room, builder's profit and attendance | T32.00_Lifts and Escalators
I | T32.01.001 | Passenger Lifts, Residential/Apartment | T32.01_LIFTS_Passenger Lifts Residential
I | T32.01.004 | <b>Hydraulic Lift</b> | T32.01_LIFTS_Passenger Lifts Residential
I | T32.01.007 | To 3 floors, 0.5m/sec, 8/12 passengers | T32.01_LIFTS_Passenger Lifts Residential | No | 88086.3744
I | T32.01.010 | To 3 floors, 0.5m/sec, 14/17 passengers | T32.01_LIFTS_Passenger Lifts Residential | No | 99419.1243
I | T32.01.013 | To 5 floors, 0.75m/sec, 8/12 passengers | T32.01_LIFTS_Passenger Lifts Residential | No | 121569.4992
I | T32.01.016 | To 5 floors, 0.75m/sec, 14/17 passengers | T32.01_LIFTS_Passenger Lifts Residential | No | 131871.9991
I | T32.01.019 | Geared Lift, variable speed | T32.01_LIFTS_Passenger Lifts Residential
I | T32.01.022 | To 5 floors, 1m/sec, 11/12 passengers | T32.01_LIFTS_Passenger Lifts Residential | No | 160718.9989
I | T32.01.025 | To 6 floors, 1.75m/sec, 11/12 passengers | T32.01_LIFTS_Passenger Lifts Residential | No | 220473.4985
I | T32.01.028 | To 10 floors, 1.75m/sec, 14/17 passengers | T32.01_LIFTS_Passenger Lifts Residential | No | 247259.9983
I | T32.01.031 | Gearless Lift, variable speed | T32.01_LIFTS_Passenger Lifts Residential | No | 422506.1434
I | T32.01.034 | To 15 floors, 3m/sec, 14/17 passengers | T32.01_LIFTS_Passenger Lifts Residential
I | T32.02.001 | Passenger Lifts, Commercial | T32.02_LIFTS_Passenger Lifts Commercial
I | T32.02.004 | <b>Offices, Hotels—Low Rise,</b> to 10 floors | T32.02_LIFTS_Passenger Lifts Commercial
I | T32.02.007 | Hydraulic Lift | T32.02_LIFTS_Passenger Lifts Commercial
I | T32.02.010 | To 3 floors, 0.5m/sec, 8/12 passengers | T32.02_LIFTS_Passenger Lifts Commercial | No | 94007.6169
I | T32.02.013 | To 3 floors, 0.5m/sec, 14/17 passengers | T32.02_LIFTS_Passenger Lifts Commercial | No | 114076.6587
I | T32.02.016 | To 5 floors, 0.75m/sec, 8/12 passengers | T32.02_LIFTS_Passenger Lifts Commercial | No | 124639.3123
I | T32.02.019 | To 5 floors, 0.75m/sec, 14/17 passengers | T32.02_LIFTS_Passenger Lifts Commercial | No | 137314.4966
I | T32.02.022 | Geared Lift, variable speed | T32.02_LIFTS_Passenger Lifts Commercial
I | T32.02.025 | To 4 floors, 1m/sec, 14/17 passengers | T32.02_LIFTS_Passenger Lifts Commercial | No | 226040.7867
I | T32.02.028 | To 6 floors, 1m/sec, 14/17 passengers | T32.02_LIFTS_Passenger Lifts Commercial | No | 249278.6246
I | T32.02.031 | To 6 floors, 1.75m/sec, 14/17 passengers | T32.02_LIFTS_Passenger Lifts Commercial | No | 276741.5239
I | T32.02.034 | To 10 floors, 1.75m/sec, 20 passengers | T32.02_LIFTS_Passenger Lifts Commercial | No | 316879.6076
I | T32.02.037 | <b>Offices, Hotels—High rise,</b> 10 floor plus | T32.02_LIFTS_Passenger Lifts Commercial
I | T32.02.040 | Geared Lift, variable speed | T32.02_LIFTS_Passenger Lifts Commercial
I | T32.02.043 | To 10 floors, 1.75m/sec, 16 passengers | T32.02_LIFTS_Passenger Lifts Commercial | No | 299979.3618
I | T32.02.046 | To 10 floors, 1.75m/sec, 23 passengers | T32.02_LIFTS_Passenger Lifts Commercial | No | 333779.8533
I | T32.02.049 | Gearless Lift, variable speed | T32.02_LIFTS_Passenger Lifts Commercial
I | T32.02.052 | To 15 floors, 2.5m/sec, 20 passengers | T32.02_LIFTS_Passenger Lifts Commercial | No | 480600.7382
I | T32.02.055 | To 15 floors, 3.5m/sec, 20 passengers | T32.02_LIFTS_Passenger Lifts Commercial | No | 507007.3721
I | T32.02.058 | To 15 floors, 5m/sec, 20 passengers | T32.02_LIFTS_Passenger Lifts Commercial | No | 538695.3329
I | T32.02.061 | To 15 floors, 6m/sec, 20 passengers | T32.02_LIFTS_Passenger Lifts Commercial | No | 580945.9472
I | T32.02.064 | To 20 floors, 3.5m/sec, 23 passengers | T32.02_LIFTS_Passenger Lifts Commercial | No | 565101.9668
I | T32.02.067 | To 20 floors, 6m/sec, 23 passengers | T32.02_LIFTS_Passenger Lifts Commercial | No | 654884.5223
I | T32.02.070 | To 20 floors, 8m/sec, 23 passengers | T32.02_LIFTS_Passenger Lifts Commercial | No | 760511.0582
I | T32.02.073 | <b>Retail</b> | T32.02_LIFTS_Passenger Lifts Commercial
I | T32.02.076 | Hydraulic Lift | T32.02_LIFTS_Passenger Lifts Commercial
I | T32.02.079 | To 3 floors, 0.5m/sec, 8/12 passengers | T32.02_LIFTS_Passenger Lifts Commercial | No | 90310.6882
I | T32.02.082 | To 3 floors, 0.5m/sec, 20 passengers | T32.02_LIFTS_Passenger Lifts Commercial | No | 141539.558
I | T32.02.085 | To 3 floors, 0.5m/sec, 26 passengers | T32.02_LIFTS_Passenger Lifts Commercial | No | 149989.6809
I | T32.02.088 | Geared Lift, variable speed | T32.02_LIFTS_Passenger Lifts Commercial
I | T32.02.091 | To 3 floors, 1m/sec, 20 passengers | T32.02_LIFTS_Passenger Lifts Commercial | No | 249278.6246
I | T32.02.094 | To 6 floors, 1.75m/sec, 23 passengers | T32.02_LIFTS_Passenger Lifts Commercial | No | 310542.0154
I | T32.02.097 | <b>Add</b> extra for express zones, floors by-passed | T32.02_LIFTS_Passenger Lifts Commercial | No | 6231.9656
I | T32.02.100 | Excludes express zones by-passed | T32.02_LIFTS_Passenger Lifts Commercial
I | T32.02.103 | <b>Hospitals</b> | T32.02_LIFTS_Passenger Lifts Commercial
I | T32.02.106 | Hydraulic Lift | T32.02_LIFTS_Passenger Lifts Commercial
I | T32.02.109 | To 3 floors, 0.5m/sec, 20 passengers | T32.02_LIFTS_Passenger Lifts Commercial | No | 147877.1502
I | T32.02.112 | To 5 floors, 0.65m/sec, 20 passengers | T32.02_LIFTS_Passenger Lifts Commercial | No | 164777.3959
I | T32.02.115 | Geared Lift, variable speed | T32.02_LIFTS_Passenger Lifts Commercial
I | T32.02.118 | To 3 floors, 0.63m/sec, 20 passengers | T32.02_LIFTS_Passenger Lifts Commercial | No | 242941.0325
I | T32.02.121 | To 3 floors, 0.75m/sec, 20 passengers | T32.02_LIFTS_Passenger Lifts Commercial | No | 253503.6861
I | T32.02.124 | To 6 floors, 0.75m/sec, 20 passengers | T32.02_LIFTS_Passenger Lifts Commercial | No | 266178.8704
I | T32.02.127 | To 6 floors, 1.5m/sec, 25 passengers | T32.02_LIFTS_Passenger Lifts Commercial | No | 340117.4455
I | T32.02.130 | <b>Add</b> extra for additional floor served | T32.02_LIFTS_Passenger Lifts Commercial | No | 11618.9189
I | T32.03.001 | Goods and Service Lifts | T32.03_LIFTS_Goods and Service Lifts
I | T32.03.004 | <b>General Hydraulic Lift,</b> To 3 floors, 0.45m/sec, 3000kg load | T32.03_LIFTS_Goods and Service Lifts | No | 177452.5802
I | T32.03.007 | <b>Industrial Buildings, Hospitals, Geared Lift,</b> 5 floors served, 0.5m/sec, 3000kg load | T32.03_LIFTS_Goods and Service Lifts | No | 211253.0717
I | T32.03.010 | <b>Offices, Hotels, Gearless Lift,</b> 10 floors served, 2.5m/sec, 1800kg load | T32.03_LIFTS_Goods and Service Lifts | No | 470038.0846
I | T32.03.013 | <b>Add</b> extra for additional floor served | T32.03_LIFTS_Goods and Service Lifts | No | 12675.1843
I | T32.03.016 | <b>Service Lifts, Dumbwaiters, Standard</b> | T32.03_LIFTS_Goods and Service Lifts
I | T32.03.019 | To 2 floors, 0.25m/sec, 100kg load | T32.03_LIFTS_Goods and Service Lifts | No | 24399.7298
I | T32.03.022 | To 2 floors, 0.2m/sec, 450kg load | T32.03_LIFTS_Goods and Service Lifts | No | 44363.1451
I | T32.03.025 | To 6 floors, 0.5m/sec, 100kg load | T32.03_LIFTS_Goods and Service Lifts | No | 38817.7519
I | T32.03.028 | <b>Add</b> extra for additional floor served | T32.03_LIFTS_Goods and Service Lifts | No | 3696.9288
I | T32.04.001 | Specialist Lifts | T32.04_LIFTS_Specialist Lifts
I | T32.04.004 | <b>Cremer Lifting Platform Type Lifts</b> | T32.04_LIFTS_Specialist Lifts
I | T32.04.007 | <b>Low Rise Vertical Platform Lift,</b> up to 1m travel. | T32.04_LIFTS_Specialist Lifts | No | 13942.7027
I | T32.04.010 | <b>Add</b> for balustrading to top entry and side. | T32.04_LIFTS_Specialist Lifts
I | T32.04.013 | <b>Aritco Pluto Platform Lift,</b> residential use, 1080mm x 805mm platform, up to 12m travel, suitable 2 persons or 1 person in wheelchair | T32.04_LIFTS_Specialist Lifts | No | 32532.973
I | T32.04.016 | <b>Pollock Through Floor Lift,</b> for retrofitting in residential situation, with shoulder-height car and no shaft | T32.04_LIFTS_Specialist Lifts | No | 40666.2163
I | T32.04.019 | <b>Cremer Aritco A1 Platform Lift,</b> commercial use, 1080mm x 805mm platform, up to 12m travel, self supporting shaft. Suitable 5 persons | T32.04_LIFTS_Specialist Lifts | No | 32532.973
I | T32.04.022 | <b>Add</b> for builders work and electrical connections | T32.04_LIFTS_Specialist Lifts
I | T32.05.001 | Stair Lifts | T32.05_LIFTS_Stair Lifts
I | T32.05.004 | <b>Cremer Residential, Retrofit Type</b> | T32.05_LIFTS_Stair Lifts
I | T32.05.007 | <b>Double Rail Stairlift,</b> wall mounted, 4m of rail, folding seat, hand held remote controls, to curved or landing type stairs | T32.05_LIFTS_Stair Lifts | No | 16266.4865
I | T32.05.010 | <b>Meditek Straight Stairlift,</b> tread mounted | T32.05_LIFTS_Stair Lifts | No | 6971.3514
I | T32.05.013 | <b>Platform Stairlift,</b> for wheelchair, folding platform, wall mounted, 4m of rail | T32.05_LIFTS_Stair Lifts | No | 16266.4865
I | T32.06.001 | Domestic and Light Commercial Lifts | T32.06_LIFTS_Domestic and Light Commercial Lifts | No
I | T32.06.004 | <b>Cremer Residential and Commercial Lifts</b> | T32.06_LIFTS_Domestic and Light Commercial Lifts
I | T32.06.007 | Kleemann Maison lift, for residential use, suitable 4 persons | T32.06_LIFTS_Domestic and Light Commercial Lifts | No | 58094.5947
I | T32.06.010 | Kleemann Mistral traction lift, for commercial use, 2 stops, suitable 6 persons | T32.06_LIFTS_Domestic and Light Commercial Lifts | No | 69713.5137
I | T32.06.013 | Kleemann Flexylift hydraulic lift, for commercial use, 1m/sec, suitable 6 persons | T32.06_LIFTS_Domestic and Light Commercial Lifts | No | 81332.4326
I | T32.06.016 | <b>Add</b> for builders work and electrical connections | T32.06_LIFTS_Domestic and Light Commercial Lifts
I | T32.07.001 | Escalators and Moving Walkways | T32.07_LIFTS_Escalators and Moving Walkways
I | T32.07.004 | <b>Escalators</b> | T32.07_LIFTS_Escalators and Moving Walkways
I | T32.07.007 | Solid balustrade, standard 3m rise | T32.07_LIFTS_Escalators and Moving Walkways
I | T32.07.010 | 600mm carriage way | T32.07_LIFTS_Escalators and Moving Walkways | No | 164694.0994
I | T32.07.013 | 1000mm carriage way | T32.07_LIFTS_Escalators and Moving Walkways | No | 181805.1747
I | T32.07.016 | Additional metre of rise | T32.07_LIFTS_Escalators and Moving Walkways | No | 13368.0276
I | T32.07.019 | Glass balustrade, standard 3m rise | T32.07_LIFTS_Escalators and Moving Walkways
I | T32.07.022 | 600mm carriage way | T32.07_LIFTS_Escalators and Moving Walkways | No | 177527.4059
I | T32.07.025 | 1000mm carriage way | T32.07_LIFTS_Escalators and Moving Walkways | No | 188221.8279
I | T32.07.028 | Additional metre of rise | T32.07_LIFTS_Escalators and Moving Walkways | m/rise | 17752.7406
I | T32.07.031 | <b>Moving Walkways</b> | T32.07_LIFTS_Escalators and Moving Walkways
I | T32.07.034 | Horizontal unit, 30m long, 1000mm carriage way | T32.07_LIFTS_Escalators and Moving Walkways
I | T32.07.037 | Solid balustrade | T32.07_LIFTS_Escalators and Moving Walkways | No | 417082.4596
I | T32.07.040 | Additional metre of length | T32.07_LIFTS_Escalators and Moving Walkways | m | 15399.9677
I | T32.07.043 | Glass balustrade | T32.07_LIFTS_Escalators and Moving Walkways | No | 390346.4045
I | T32.07.046 | Additional metre of length | T32.07_LIFTS_Escalators and Moving Walkways | m | 17111.0753
I | T32.07.049 | Inclined unit, max. 12°, 3m rise, 1000mm carriage way | T32.07_LIFTS_Escalators and Moving Walkways
I | T32.07.052 | Solid balustrade | T32.07_LIFTS_Escalators and Moving Walkways | No | 346499.2742
I | T32.07.055 | Additional metre of rise | T32.07_LIFTS_Escalators and Moving Walkways | m/rise | 41280.4691
I | T32.07.058 | Glass balustrade | T32.07_LIFTS_Escalators and Moving Walkways | No | 342221.5053
I | T32.07.061 | Additional metre of rise | T32.07_LIFTS_Escalators and Moving Walkways | m/rise | 41280.4691
I | T32.07.064 | <b>Add</b> for weatherproofing if required | T32.07_LIFTS_Escalators and Moving Walkways | No | 29409.6606
I | T32.07.067 | Add for weatherproofing if required, higher | T32.07_LIFTS_Escalators and Moving Walkways | No | 35291.5927
I | T33.00.001 | Electrical Services | T33.00_ELE_Electrical Services
I | T33.01.001 | Cable Supply Prices | T33.01_ELE_Cable Supply Prices
I | T33.01.004 | Some cable supply prices are shown here to illustrate the effect on pricing. | T33.01_ELE_Cable Supply Prices
I | T33.01.007 | Building Conduit Wires, Copper, pvc insulated | T33.01_ELE_Cable Supply Prices
I | T33.01.010 | 1mm2 | T33.01_ELE_Cable Supply Prices | m
B | BCW_10100 | Building Conduit Wires_1_Cu, pvc insulated_ | 1 | m | =GetRate("ELE",$A1,2) | 1 | =PRODUCT(C1*E1,F1) | =G1
I | T33.01.013 | 1.5mm2 | T33.01_ELE_Cable Supply Prices | m
B | BCW_10120a | Building Conduit Wires_1.5_Cu, pvc insulated_ | 1 | m | =GetRate("ELE",$A1,2) | 1 | =PRODUCT(C1*E1,F1) | =G1
I | T33.01.016 | 2.5mm2 | T33.01_ELE_Cable Supply Prices | m
B | BCW_10140a | Building Conduit Wires_2.5_Cu, pvc insulated_ | 1 | m | =GetRate("ELE",$A1,2) | 1 | =PRODUCT(C1*E1,F1) | =G1
I | T33.01.019 | 50mm2 | T33.01_ELE_Cable Supply Prices | m
B | BCW_12240 | Building Conduit Wires_50_Cu, pvc insulated_ | 1 | m | =GetRate("ELE",$A1,2) | 1 | =PRODUCT(C1*E1,F1) | =G1
I | T33.01.022 | 70mm2 | T33.01_ELE_Cable Supply Prices | m
B | BCW_12260 | Building Conduit Wires_70_Cu, pvc insulated_ | 1 | m | =GetRate("ELE",$A1,2) | 1 | =PRODUCT(C1*E1,F1) | =G1
I | T33.01.025 | 150mm2 | T33.01_ELE_Cable Supply Prices | m
B | BCW_12320 | Building Conduit Wires_150_Cu, pvc insulated_ | 1 | m | =GetRate("ELE",$A1,2) | 1 | =PRODUCT(C1*E1,F1) | =G1
I | T33.01.028 | Flat TPS Cables, Copper, pvc insulated | T33.01_ELE_Cable Supply Prices
I | T33.01.031 | 1mm2 | T33.01_ELE_Cable Supply Prices | m
B | FPTS_14786 | Flat TPS Cables_1_Cu, pvc insulated_1/core | 1 | m | =GetRate("ELE",$A1,2) | 1 | =PRODUCT(C1*E1,F1) | =G1
I | T33.01.034 | 1.5mm2 | T33.01_ELE_Cable Supply Prices | m
B | FPTS_14920 | Flat TPS Cables_1.5_Cu, pvc insulated_1/core | 1 | m | =GetRate("ELE",$A1,2) | 1 | =PRODUCT(C1*E1,F1) | =G1
I | T33.01.037 | 2.5mm2 | T33.01_ELE_Cable Supply Prices | m
B | FPTS_15080 | Flat TPS Cables_2.5_Cu, pvc insulated_1/core | 1 | m | =GetRate("ELE",$A1,2) | 1 | =PRODUCT(C1*E1,F1) | =G1
I | T33.01.040 | 4mm2 | T33.01_ELE_Cable Supply Prices | m
B | FPTS_15240 | Flat TPS Cables_4_Cu, pvc insulated_1/core | 1 | m | =GetRate("ELE",$A1,2) | 1 | =PRODUCT(C1*E1,F1) | =G1
I | T33.01.043 | 6mm2 | T33.01_ELE_Cable Supply Prices | m
B | FPTS_15470 | Flat TPS Cables_6_Cu, pvc insulated_1/core | 1 | m | =GetRate("ELE",$A1,2) | 1 | =PRODUCT(C1*E1,F1) | =G1
I | T33.01.046 | 1mm2 twin and earth | T33.01_ELE_Cable Supply Prices | m
B | FTPS_14850 | 1.0mm² 2C+E Flat TPS White_Copper Conductors, PVC Insulated & Sheathed | 1 | m | =GetRate("ELE",$A1,2) | 1 | =PRODUCT(C1*E1,F1) | =G1
I | T33.01.049 | 1.5mm2 twin and earth | T33.01_ELE_Cable Supply Prices | m
B | FTPS_14980 | 1.5mm² 2C+E Flat TPS White_Copper Conductors, PVC Insulated & Sheathed | 1 | m | =GetRate("ELE",$A1,2) | 1 | =PRODUCT(C1*E1,F1) | =G1
I | T33.01.052 | 2.5mm2 twin and earth | T33.01_ELE_Cable Supply Prices | m
B | FTPS_15150 | 2.5mm² 2C+E Flat TPS White_Copper Conductors, PVC Insulated & Sheathed | 1 | m | =GetRate("ELE",$A1,2) | 1 | =PRODUCT(C1*E1,F1) | =G1
I | T33.01.055 | 4mm2 twin and earth | T33.01_ELE_Cable Supply Prices | m
B | FTPS_15350 | 4mm² 2C+E Flat TPS White_Copper Conductors, PVC Insulated & Sheathed | 1 | m | =GetRate("ELE",$A1,2) | 1 | =PRODUCT(C1*E1,F1) | =G1
I | T33.01.058 | 6mm2 twin and earth | T33.01_ELE_Cable Supply Prices | m
B | FTPS_15530 | 6mm² 2C+E Flat TPS White_Copper Conductors, PVC Insulated & Sheathed | 1 | m | =GetRate("ELE",$A1,2) | 1 | =PRODUCT(C1*E1,F1) | =G1
I | T33.01.061 | Low Voltage XLPE, Copper, pvc sheathed | T33.01_ELE_Cable Supply Prices
I | T33.01.064 | 10mm2 | T33.01_ELE_Cable Supply Prices | m
B | LVXLPE_23316 | Low Voltage XLPE_10_Cu, XLPE insulated, PVC sheathed_1/core | 1 | m | =GetRate("ELE",$A1,2) | 1 | =PRODUCT(C1*E1,F1) | =G1
I | T33.01.067 | 16mm2 | T33.01_ELE_Cable Supply Prices | m
B | LVXLPE_23430 | Low Voltage XLPE_16_Cu, XLPE insulated, PVC sheathed_ | 1 | m | =GetRate("ELE",$A1,2) | 1 | =PRODUCT(C1*E1,F1) | =G1
I | T33.01.070 | 25mm2 | T33.01_ELE_Cable Supply Prices | m
B | LVXLPE_23450 | Low Voltage XLPE_25_Cu, XLPE insulated, PVC sheathed_ | 1 | m | =GetRate("ELE",$A1,2) | 1 | =PRODUCT(C1*E1,F1) | =G1
I | T33.01.073 | 70mm2 | T33.01_ELE_Cable Supply Prices | m
B | LVXLPE_64650 | Low Voltage XLPE_70_Cu, XLPE insulated, PVC sheathed_ | 1 | m | =GetRate("ELE",$A1,2) | 1 | =PRODUCT(C1*E1,F1) | =G1
I | T33.01.076 | 95mm2 | T33.01_ELE_Cable Supply Prices | m
B | LVXLPE_64670 | Low Voltage XLPE_95_Cu, XLPE insulated, PVC sheathed_ | 1 | m | =GetRate("ELE",$A1,2) | 1 | =PRODUCT(C1*E1,F1) | =G1
I | T33.01.079 | 120mm2 | T33.01_ELE_Cable Supply Prices | m
B | LVXLPE_64690 | Low Voltage XLPE_120_Cu, XLPE insulated, PVC sheathed_ | 1 | m | =GetRate("ELE",$A1,2) | 1 | =PRODUCT(C1*E1,F1) | =G1
I | T33.01.082 | 150mm2 | T33.01_ELE_Cable Supply Prices | m
B | LVXLPE_64710 | Low Voltage XLPE_150_Cu, XLPE insulated, PVC sheathed_ | 1 | m | =GetRate("ELE",$A1,2) | 1 | =PRODUCT(C1*E1,F1) | =G1
I | T33.01.085 | 240mm2 | T33.01_ELE_Cable Supply Prices | m
B | LVXLPE_64750 | Low Voltage XLPE_240_Cu, XLPE insulated, PVC sheathed_ | 1 | m | =GetRate("ELE",$A1,2) | 1 | =PRODUCT(C1*E1,F1) | =G1
I | T33.01.088 | 300mm2 | T33.01_ELE_Cable Supply Prices | m
B | LVXLPE_64770 | Low Voltage XLPE_300_Cu, XLPE insulated, PVC sheathed_ | 1 | m | =GetRate("ELE",$A1,2) | 1 | =PRODUCT(C1*E1,F1) | =G1
I | T33.01.091 | 400mm2 | T33.01_ELE_Cable Supply Prices | m
B | LVXLPE_64790 | Low Voltage XLPE_400_Cu, XLPE insulated, PVC sheathed_ | 1 | m | =GetRate("ELE",$A1,2) | 1 | =PRODUCT(C1*E1,F1) | =G1
I | T33.01.094 | 500mm2 | T33.01_ELE_Cable Supply Prices | m
B | LVXLPE_64810 | Low Voltage XLPE_500_Cu, XLPE insulated, PVC sheathed_ | 1 | m | =GetRate("ELE",$A1,2) | 1 | =PRODUCT(C1*E1,F1) | =G1
I | T33.01.097 | 630mm2 | T33.01_ELE_Cable Supply Prices | m
B | LVXLPE_64830 | Low Voltage XLPE_630_Cu, XLPE insulated, PVC sheathed_ | 1 | m | =GetRate("ELE",$A1,2) | 1 | =PRODUCT(C1*E1,F1) | =G1
I | T33.01.100 |  | T33.01_ELE_Cable Supply Prices
I | T33.01.103 |  | T33.01_ELE_Cable Supply Prices
I | T33.01.106 |  | T33.01_ELE_Cable Supply Prices
I | T33.01.109 |  | T33.01_ELE_Cable Supply Prices
I | T33.02.001 | General Note | T33.02_ELE_General Note
I | T33.02.004 | Rate buildups for this section are being completely revised. This change should be complete by the 2011 edition. | T33.02_ELE_General Note
I | T33.02.007 | In those items completed so far, the labour hours used in rate buildups are now shown. | T33.02_ELE_General Note
I | T33.02.010 | Metres of cable used for item buildups are also shown in the right hand column, where relevant. | T33.02_ELE_General Note
I | T33.02.013 | Amend labour and cable allowances as necessary to suit particular situations. | T33.02_ELE_General Note
I | T33.02.016 | 11KV Transformers/Switch Gear | T33.02_ELE_General Note
I | T33.02.019 | Electrical supply companies generally provide transformers, switch gear etc., and charge high voltage customers. | T33.02_ELE_General Note
I | T33.02.022 | Low voltage customers generally incur costs only for work from the boundary other than transformers and switch gear, i.e. cabling, trenching, etc. | T33.02_ELE_General Note
I | T33.02.025 | 11KV High Voltage Cable | T33.02_ELE_General Note
I | T33.02.028 | Installed in position complete by electrical supply company from boundary where applicable | T33.02_ELE_General Note
I | T33.03.001 | Service Mains: Overhead, Copper | T33.03_ELE_Service Mains: Overhead, Copper
I | T33.03.004 | Allow for costs and charges associated with the provisions for supply company's equipment, e.g. cabinets, link frames, pole fuses, transformer components, substation construction, cable ducts, trenches, incoming cables, conduits, and draw-in pits etc., as required | T33.03_ELE_Service Mains: Overhead, Copper
I | T33.03.007 | Liaise with electricity supply company. | T33.03_ELE_Service Mains: Overhead, Copper
I | T33.03.010 | <b>Overhead Service Main, Copper,</b> to: | T33.03_ELE_Service Mains: Overhead, Copper
I | T33.03.013 | House, single phase supply, 63A/Phase | T33.03_ELE_Service Mains: Overhead, Copper | m
B | NSC_17610 | 16mm² 1C + Neutral Screen Black_Soft Drawn Copper Conductors, Insulated, Copper Neutral Screen, PVC Sheathed, | 1 | m | =GetRate("ELE",$A1,2) | 1 | =PRODUCT(C1*E1,F1) | =G1
B |  | Electrical Cable Discount | =GetValue("Discount ELE Cable High",3) | % | =SubTotal(G1:G1) | 1 | =PRODUCT(C2*E2,F2) | =G2
B | PM_36ELE_007 | CONDUIT IMPEL 4M MARO132G | 0.2 | m | =GetRate("SUP1",$A3,2) | 0.25 | =PRODUCT(C3*E3,F3) | =G3
B |  | Electrical General Discount | =GetValue("Discount ELE General",3) | % | =SubTotal(G3:G3) | 1 | =PRODUCT(C4*E4,F4) | =G4
B | PM_36ELE_016 | CONDUIT IMPEL PLAIN BEND MAR1232G | 0.2 | no | =GetRate("SUP1",$A5,2) | 1 | =PRODUCT(C5*E5,F5) | =G5
B |  | Electrical Fitting Discount | =GetValue("Discount ELE General",3) | % | =SubTotal(G5:G5) | 1 | =PRODUCT(C6*E6,F6) | =G6
B | CLIP_0064 | Danger tape In Ground Fittings | 1 | m | =GetRate("ELE",$A7,2) | 1 | =PRODUCT(C7*E7,F7) | =G7
B |  | Electrical General Discount | =GetValue("Discount ELE General",3) | % | =SubTotal(G7:G7) | 1 | =PRODUCT(C8*E8,F8) | =G8
B | CLIP_0082 | Underground cable sign Danger In Ground Fittings | 0.033333 | No | =GetRate("ELE",$A9,2) | 1 | =PRODUCT(C9*E9,F9) | =G9
B |  | Electrical General Discount | =GetValue("Discount ELE General",3) | % | =SubTotal(G9:G9) | 1 | =PRODUCT(C10*E10,F10) | =G10
B | Terminate_003 | Termination P & Seal | 0.033333 | No | =GetRate("ELE",$A11,2) | 1 | =PRODUCT(C11*E11,F11) | =G11
B |  | Electrical General Discount | =GetValue("Discount ELE General",3) | % | =SubTotal(G11:G11) | 1 | =PRODUCT(C12*E12,F12) | =G12
B |  | Electrical Waste and Fixings | =GetValue("Waste 7.5%",3) | % | =SubTotal(G1:G12) | 1 | =PRODUCT(C13*E13,F13) | =G13
B | Electrician | Labour to cable | 0.1 | hrs | =GetRate("LAB1",$A14,2) | 1 | =PRODUCT(C14*E14,F14) | =G14
B | Electrician | Labour to conduit | 0.12 | hrs | =GetRate("LAB1",$A15,2) | 0.2 | =PRODUCT(C15*E15,F15) | =G15
B | Electrician | Labour to conduit fittings | 0.2 | hrs | =GetRate("LAB1",$A16,2) | 0.2 | =PRODUCT(C16*E16,F16) | =G16
B | Electrician | Labour to inground tape | 0.01 | hrs | =GetRate("LAB1",$A17,2) | 1 | =PRODUCT(C17*E17,F17) | =G17
B | Electrician | Labour to cable sign | 0.15 | hrs | =GetRate("LAB1",$A18,2) | 0.033333 | =PRODUCT(C18*E18,F18) | =G18
B | Electrician | Labour to termination | 0.5 | hrs | =GetRate("LAB1",$A19,2) | 0.033333 | =PRODUCT(C19*E19,F19) | =G19
B |  | Margin | =GetValue("Builders margin",3) | % | =SubTotal(G1:G19) | 1 | =PRODUCT(C20*E20,F20) | =G20
I | T33.03.016 | Home units, single phase supply | T33.03_ELE_Service Mains: Overhead, Copper
I | T33.03.019 | Small, 60A/Phase | T33.03_ELE_Service Mains: Overhead, Copper | m
B | NSC_17910 | 25mm² 2C Xlpe Ins + Neutral Screen Black_Soft Drawn Copper Conductors, Insulated, Copper Neutral Screen, PVC Sheathed, | 1 | m | =GetRate("ELE",$A1,2) | 1 | =PRODUCT(C1*E1,F1) | =G1
B |  | Electrical Cable Discount | =GetValue("Discount ELE Cable High",3) | % | =SubTotal(G1:G1) | 1 | =PRODUCT(C2*E2,F2) | =G2
B | PM_36ELE_007 | CONDUIT IMPEL 4M MARO132G | 0.2 | m | =GetRate("SUP1",$A3,2) | 0.25 | =PRODUCT(C3*E3,F3) | =G3
B |  | Electrical General Discount | =GetValue("Discount ELE General",3) | % | =SubTotal(G3:G3) | 1 | =PRODUCT(C4*E4,F4) | =G4
B | PM_36ELE_016 | CONDUIT IMPEL PLAIN BEND MAR1232G | 0.2 | m | =GetRate("SUP1",$A5,2) | 1 | =PRODUCT(C5*E5,F5) | =G5
B |  | Electrical Fitting Discount | =GetValue("Discount ELE General",3) | % | =SubTotal(G5:G5) | 1 | =PRODUCT(C6*E6,F6) | =G6
B | CLIP_0064 | Danger tape In Ground Fittings | 1 | m | =GetRate("ELE",$A7,2) | 1 | =PRODUCT(C7*E7,F7) | =G7
B |  | Electrical General Discount | =GetValue("Discount ELE General",3) | % | =SubTotal(G7:G7) | 1 | =PRODUCT(C8*E8,F8) | =G8
B | CLIP_0082 | Underground cable sign Danger In Ground Fittings | 0.033333 | No | =GetRate("ELE",$A9,2) | 1 | =PRODUCT(C9*E9,F9) | =G9
B |  | Electrical General Discount | =GetValue("Discount ELE General",3) | % | =SubTotal(G9:G9) | 1 | =PRODUCT(C10*E10,F10) | =G10
B | Terminate_003 | Termination P & Seal | 0.033333 | No | =GetRate("ELE",$A11,2) | 1 | =PRODUCT(C11*E11,F11) | =G11
B |  | Electrical General Discount | =GetValue("Discount ELE General",3) | % | =SubTotal(G11:G11) | 1 | =PRODUCT(C12*E12,F12) | =G12
B |  | Electrical Waste and Fixings | =GetValue("Waste 7.5%",3) | % | =SubTotal(G1:G12) | 1 | =PRODUCT(C13*E13,F13) | =G13
B | Electrician | Labour to cable | 0.12 | hrs | =GetRate("LAB1",$A14,2) | 1 | =PRODUCT(C14*E14,F14) | =G14
B | Electrician | Labour to conduit | 0.12 | hrs | =GetRate("LAB1",$A15,2) | 0.2 | =PRODUCT(C15*E15,F15) | =G15
B | Electrician | Labour to conduit fittings | 0.2 | hrs | =GetRate("LAB1",$A16,2) | 0.2 | =PRODUCT(C16*E16,F16) | =G16
B | Electrician | Labour to inground tape | 0.01 | hrs | =GetRate("LAB1",$A17,2) | 1 | =PRODUCT(C17*E17,F17) | =G17
B | Electrician | Labour to cable sign | 0.15 | hrs | =GetRate("LAB1",$A18,2) | 0.033333 | =PRODUCT(C18*E18,F18) | =G18
B | Electrician | Labour to termination | 0.5 | hrs | =GetRate("LAB1",$A19,2) | 0.033333 | =PRODUCT(C19*E19,F19) | =G19
B |  | Margin | =GetValue("Builders margin",3) | % | =SubTotal(G1:G19) | 1 | =PRODUCT(C20*E20,F20) | =G20
I | T33.03.022 | Factory, 3 phase supply | T33.03_ELE_Service Mains: Overhead, Copper
I | T33.03.025 | Light, 60A/Phase | T33.03_ELE_Service Mains: Overhead, Copper | m
B | NSC_17920 | 25mm² 3C Xlpe Ins + Neutral Screen Black_Soft Drawn Copper Conductors, Insulated, Copper Neutral Screen, PVC Sheathed, | 1 | m | =GetRate("ELE",$A1,2) | 1 | =PRODUCT(C1*E1,F1) | =G1
B |  | Electrical Cable Discount | =GetValue("Discount ELE Cable High",3) | % | =SubTotal(G1:G1) | 1 | =PRODUCT(C2*E2,F2) | =G2
B | PM_36ELE_007 | CONDUIT IMPEL 4M MARO132G | 0.2 | m | =GetRate("SUP1",$A3,2) | 0.25 | =PRODUCT(C3*E3,F3) | =G3
B |  | Electrical General Discount | =GetValue("Discount ELE General",3) | % | =SubTotal(G3:G3) | 1 | =PRODUCT(C4*E4,F4) | =G4
B | PM_36ELE_016 | CONDUIT IMPEL PLAIN BEND MAR1232G | 0.2 | m | =GetRate("SUP1",$A5,2) | 1 | =PRODUCT(C5*E5,F5) | =G5
B |  | Electrical Fitting Discount | =GetValue("Discount ELE General",3) | % | =SubTotal(G5:G5) | 1 | =PRODUCT(C6*E6,F6) | =G6
B | CLIP_0064 | Danger tape In Ground Fittings | 1 | m | =GetRate("ELE",$A7,2) | 1 | =PRODUCT(C7*E7,F7) | =G7
B |  | Electrical General Discount | =GetValue("Discount ELE General",3) | % | =SubTotal(G7:G7) | 1 | =PRODUCT(C8*E8,F8) | =G8
B | CLIP_0082 | Underground cable sign Danger In Ground Fittings | 0.033333 | No | =GetRate("ELE",$A9,2) | 1 | =PRODUCT(C9*E9,F9) | =G9
B |  | Electrical General Discount | =GetValue("Discount ELE General",3) | % | =SubTotal(G9:G9) | 1 | =PRODUCT(C10*E10,F10) | =G10
B | Terminate_003 | Termination P & Seal | 0.033333 | No | =GetRate("ELE",$A11,2) | 1 | =PRODUCT(C11*E11,F11) | =G11
B |  | Electrical General Discount | =GetValue("Discount ELE General",3) | % | =SubTotal(G11:G11) | 1 | =PRODUCT(C12*E12,F12) | =G12
B |  | Electrical Waste and Fixings | =GetValue("Waste 7.5%",3) | % | =SubTotal(G1:G12) | 1 | =PRODUCT(C13*E13,F13) | =G13
B | Electrician | Labour to cable | 0.2 | hrs | =GetRate("LAB1",$A14,2) | 1 | =PRODUCT(C14*E14,F14) | =G14
B | Electrician | Labour to conduit | 0.12 | hrs | =GetRate("LAB1",$A15,2) | 0.2 | =PRODUCT(C15*E15,F15) | =G15
B | Electrician | Labour to conduit fittings | 0.2 | hrs | =GetRate("LAB1",$A16,2) | 0.2 | =PRODUCT(C16*E16,F16) | =G16
B | Electrician | Labour to inground tape | 0.01 | hrs | =GetRate("LAB1",$A17,2) | 1 | =PRODUCT(C17*E17,F17) | =G17
B | Electrician | Labour to cable sign | 0.15 | hrs | =GetRate("LAB1",$A18,2) | 0.033333 | =PRODUCT(C18*E18,F18) | =G18
B | Electrician | Labour to termination | 0.5 | hrs | =GetRate("LAB1",$A19,2) | 0.033333 | =PRODUCT(C19*E19,F19) | =G19
B |  | Margin | =GetValue("Builders margin",3) | % | =SubTotal(G1:G19) | 1 | =PRODUCT(C20*E20,F20) | =G20
I | T33.03.028 | Medium, 150A/Phase | T33.03_ELE_Service Mains: Overhead, Copper | m
B | NSC_64460 | 70mm² 3C Xlpe Ins + Neutral Screen Black_Soft Drawn Copper Conductors, Insulated, Copper Neutral Screen, PVC Sheathed, | 1 | m | =GetRate("ELE",$A1,2) | 1 | =PRODUCT(C1*E1,F1) | =G1
B |  | Electrical Cable Discount | =GetValue("Discount ELE Cable High",3) | % | =SubTotal(G1:G1) | 1 | =PRODUCT(C2*E2,F2) | =G2
B | PM_36ELE_007 | CONDUIT IMPEL 4M MARO132G | 0.2 | m | =GetRate("SUP1",$A3,2) | 0.25 | =PRODUCT(C3*E3,F3) | =G3
B |  | Electrical General Discount | =GetValue("Discount ELE General",3) | % | =SubTotal(G3:G3) | 1 | =PRODUCT(C4*E4,F4) | =G4
B | PM_36ELE_016 | CONDUIT IMPEL PLAIN BEND MAR1232G | 0.2 | m | =GetRate("SUP1",$A5,2) | 1 | =PRODUCT(C5*E5,F5) | =G5
B |  | Electrical Fitting Discount | =GetValue("Discount ELE General",3) | % | =SubTotal(G5:G5) | 1 | =PRODUCT(C6*E6,F6) | =G6
B | CLIP_0064 | Danger tape In Ground Fittings | 1 | m | =GetRate("ELE",$A7,2) | 1 | =PRODUCT(C7*E7,F7) | =G7
B |  | Electrical General Discount | =GetValue("Discount ELE General",3) | % | =SubTotal(G7:G7) | 1 | =PRODUCT(C8*E8,F8) | =G8
B | CLIP_0082 | Underground cable sign Danger In Ground Fittings | 0.033333 | No | =GetRate("ELE",$A9,2) | 1 | =PRODUCT(C9*E9,F9) | =G9
B |  | Electrical General Discount | =GetValue("Discount ELE General",3) | % | =SubTotal(G9:G9) | 1 | =PRODUCT(C10*E10,F10) | =G10
B | Terminate_003 | Termination P & Seal | 0.033333 | No | =GetRate("ELE",$A11,2) | 1 | =PRODUCT(C11*E11,F11) | =G11
B |  | Electrical General Discount | =GetValue("Discount ELE General",3) | % | =SubTotal(G11:G11) | 1 | =PRODUCT(C12*E12,F12) | =G12
B |  | Electrical Waste and Fixings | =GetValue("Waste 7.5%",3) | % | =SubTotal(G1:G12) | 1 | =PRODUCT(C13*E13,F13) | =G13
B | Electrician | Labour to cable | 0.2 | hrs | =GetRate("LAB1",$A14,2) | 1 | =PRODUCT(C14*E14,F14) | =G14
B | Electrician | Labour to conduit | 0.12 | hrs | =GetRate("LAB1",$A15,2) | 0.2 | =PRODUCT(C15*E15,F15) | =G15
B | Electrician | Labour to conduit fittings | 0.2 | hrs | =GetRate("LAB1",$A16,2) | 0.2 | =PRODUCT(C16*E16,F16) | =G16
B | Electrician | Labour to inground tape | 0.01 | hrs | =GetRate("LAB1",$A17,2) | 1 | =PRODUCT(C17*E17,F17) | =G17
B | Electrician | Labour to cable sign | 0.15 | hrs | =GetRate("LAB1",$A18,2) | 0.033333 | =PRODUCT(C18*E18,F18) | =G18
B | Electrician | Labour to termination | 0.5 | hrs | =GetRate("LAB1",$A19,2) | 0.033333 | =PRODUCT(C19*E19,F19) | =G19
B |  | Margin | =GetValue("Builders margin",3) | % | =SubTotal(G1:G19) | 1 | =PRODUCT(C20*E20,F20) | =G20
I | T33.03.031 | Shop | T33.03_ELE_Service Mains: Overhead, Copper
I | T33.03.034 | Small, 60A/Phase | T33.03_ELE_Service Mains: Overhead, Copper | m
B | NSC_64390 | 35mm² 3C Xlpe Ins + Neutral Screen Black_Soft Drawn Copper Conductors, Insulated, Copper Neutral Screen, PVC Sheathed, | 1 | m | =GetRate("ELE",$A1,2) | 1 | =PRODUCT(C1*E1,F1) | =G1
B |  | Electrical Cable Discount | =GetValue("Discount ELE Cable High",3) | % | =SubTotal(G1:G1) | 1 | =PRODUCT(C2*E2,F2) | =G2
B | PM_36ELE_007 | CONDUIT IMPEL 4M MARO132G | 0.2 | m | =GetRate("SUP1",$A3,2) | 0.25 | =PRODUCT(C3*E3,F3) | =G3
B |  | Electrical General Discount | =GetValue("Discount ELE General",3) | % | =SubTotal(G3:G3) | 1 | =PRODUCT(C4*E4,F4) | =G4
B | PM_36ELE_016 | CONDUIT IMPEL PLAIN BEND MAR1232G | 0.2 | m | =GetRate("SUP1",$A5,2) | 1 | =PRODUCT(C5*E5,F5) | =G5
B |  | Electrical Fitting Discount | =GetValue("Discount ELE General",3) | % | =SubTotal(G5:G5) | 1 | =PRODUCT(C6*E6,F6) | =G6
B | CLIP_0064 | Danger tape In Ground Fittings | 1 | m | =GetRate("ELE",$A7,2) | 1 | =PRODUCT(C7*E7,F7) | =G7
B |  | Electrical General Discount | =GetValue("Discount ELE General",3) | % | =SubTotal(G7:G7) | 1 | =PRODUCT(C8*E8,F8) | =G8
B | CLIP_0082 | Underground cable sign Danger In Ground Fittings | 0.033333 | No | =GetRate("ELE",$A9,2) | 1 | =PRODUCT(C9*E9,F9) | =G9
B |  | Electrical General Discount | =GetValue("Discount ELE General",3) | % | =SubTotal(G9:G9) | 1 | =PRODUCT(C10*E10,F10) | =G10
B | Terminate_003 | Termination P & Seal | 0.033333 | No | =GetRate("ELE",$A11,2) | 1 | =PRODUCT(C11*E11,F11) | =G11
B |  | Electrical General Discount | =GetValue("Discount ELE General",3) | % | =SubTotal(G11:G11) | 1 | =PRODUCT(C12*E12,F12) | =G12
B |  | Electrical Waste and Fixings | =GetValue("Waste 7.5%",3) | % | =SubTotal(G1:G12) | 1 | =PRODUCT(C13*E13,F13) | =G13
B | Electrician | Labour to cable | 0.2 | hrs | =GetRate("LAB1",$A14,2) | 1 | =PRODUCT(C14*E14,F14) | =G14
B | Electrician | Labour to conduit | 0.12 | hrs | =GetRate("LAB1",$A15,2) | 0.2 | =PRODUCT(C15*E15,F15) | =G15
B | Electrician | Labour to conduit fittings | 0.2 | hrs | =GetRate("LAB1",$A16,2) | 0.2 | =PRODUCT(C16*E16,F16) | =G16
B | Electrician | Labour to inground tape | 0.01 | hrs | =GetRate("LAB1",$A17,2) | 1 | =PRODUCT(C17*E17,F17) | =G17
B | Electrician | Labour to cable sign | 0.15 | hrs | =GetRate("LAB1",$A18,2) | 0.033333 | =PRODUCT(C18*E18,F18) | =G18
B | Electrician | Labour to termination | 0.5 | hrs | =GetRate("LAB1",$A19,2) | 0.033333 | =PRODUCT(C19*E19,F19) | =G19
B |  | Margin | =GetValue("Builders margin",3) | % | =SubTotal(G1:G19) | 1 | =PRODUCT(C20*E20,F20) | =G20
I | T33.03.037 | Medium,100A/Phase | T33.03_ELE_Service Mains: Overhead, Copper | m
B | NSC_64420 | 50mm² 3C Xlpe Ins + Neutral Screen Black_Soft Drawn Copper Conductors, Insulated, Copper Neutral Screen, PVC Sheathed, | 1 | m | =GetRate("ELE",$A1,2) | 1 | =PRODUCT(C1*E1,F1) | =G1
B |  | Electrical Cable Discount | =GetValue("Discount ELE Cable High",3) | % | =SubTotal(G1:G1) | 1 | =PRODUCT(C2*E2,F2) | =G2
B | PM_36ELE_007 | CONDUIT IMPEL 4M MARO132G | 0.2 | m | =GetRate("SUP1",$A3,2) | 0.25 | =PRODUCT(C3*E3,F3) | =G3
B |  | Electrical General Discount | =GetValue("Discount ELE General",3) | % | =SubTotal(G3:G3) | 1 | =PRODUCT(C4*E4,F4) | =G4
B | PM_36ELE_016 | CONDUIT IMPEL PLAIN BEND MAR1232G | 0.2 | m | =GetRate("SUP1",$A5,2) | 1 | =PRODUCT(C5*E5,F5) | =G5
B |  | Electrical Fitting Discount | =GetValue("Discount ELE Fitting",3) | % | =SubTotal(G5:G5) | 1 | =PRODUCT(C6*E6,F6) | =G6
B | CLIP_0064 | Danger tape In Ground Fittings | 1 | m | =GetRate("ELE",$A7,2) | 1 | =PRODUCT(C7*E7,F7) | =G7
B |  | Electrical General Discount | =GetValue("Discount ELE General",3) | % | =SubTotal(G7:G7) | 1 | =PRODUCT(C8*E8,F8) | =G8
B | CLIP_0082 | Underground cable sign Danger In Ground Fittings | 0.033333 | No | =GetRate("ELE",$A9,2) | 1 | =PRODUCT(C9*E9,F9) | =G9
B |  | Electrical General Discount | =GetValue("Discount ELE General",3) | % | =SubTotal(G9:G9) | 1 | =PRODUCT(C10*E10,F10) | =G10
B | Terminate_003 | Termination P & Seal | 0.033333 | No | =GetRate("ELE",$A11,2) | 1 | =PRODUCT(C11*E11,F11) | =G11
B |  | Electrical General Discount | =GetValue("Discount ELE General",3) | % | =SubTotal(G11:G11) | 1 | =PRODUCT(C12*E12,F12) | =G12
B | CRMP_0013 | 16mm crimp lug | 0.33333 | No | =GetRate("ELE",$A13,2) | 1 | =PRODUCT(C13*E13,F13) | =G13
B |  | Electrical General Discount | =GetValue("Discount ELE General",3) | % | =SubTotal(G13:G13) | 1 | =PRODUCT(C14*E14,F14) | =G14
B |  | Electrical Waste and Fixings | =GetValue("Waste 7.5%",3) | % | =SubTotal(G1:G14) | 1 | =PRODUCT(C15*E15,F15) | =G15
B | Electrician | Labour to cable | 0.2 | hrs | =GetRate("LAB1",$A16,2) | 1 | =PRODUCT(C16*E16,F16) | =G16
B | Electrician | Labour to conduit | 0.12 | hrs | =GetRate("LAB1",$A17,2) | 0.2 | =PRODUCT(C17*E17,F17) | =G17
B | Electrician | Labour to conduit fittings | 0.2 | hrs | =GetRate("LAB1",$A18,2) | 0.2 | =PRODUCT(C18*E18,F18) | =G18
B | Electrician | Labour to inground tape | 0.01 | hrs | =GetRate("LAB1",$A19,2) | 1 | =PRODUCT(C19*E19,F19) | =G19
B | Electrician | Labour to cable sign | 0.15 | hrs | =GetRate("LAB1",$A20,2) | 0.033333 | =PRODUCT(C20*E20,F20) | =G20
B | Electrician | Labour to termination | 0.5 | hrs | =GetRate("LAB1",$A21,2) | 0.033333 | =PRODUCT(C21*E21,F21) | =G21
B | Electrician | Labour to crimp lug | 0.15 | hrs | =GetRate("LAB1",$A22,2) | 0.33333 | =PRODUCT(C22*E22,F22) | =G22
B |  | Margin | =GetValue("Builders margin",3) | % | =SubTotal(G1:G22) | 1 | =PRODUCT(C23*E23,F23) | =G23
I | T33.04.001 | Service Mains: Underground, Copper | T33.04_ELE_Service Mains: Underground, Copper
I | T33.04.004 | Rates include cable and conduit, also trenching where applicable | T33.04_ELE_Service Mains: Underground, Copper
I | T33.04.007 | <b>Underground Service Main, Copper,</b> to: | T33.04_ELE_Service Mains: Underground, Copper
I | T33.04.010 | House, single phase supply, 63A/Phase | T33.04_ELE_Service Mains: Underground, Copper | m
B | NSC_17610 | 16mm² 1C + Neutral Screen Black_Soft Drawn Copper Conductors, Insulated, Copper Neutral Screen, PVC Sheathed, | 1 | m | =GetRate("ELE",$A1,2) | 1 | =PRODUCT(C1*E1,F1) | =G1
B |  | Electrical Cable Discount | =GetValue("Discount ELE Cable High",3) | % | =SubTotal(G1:G1) | 1 | =PRODUCT(C2*E2,F2) | =G2
B | PM_36ELE_007 | CONDUIT IMPEL 4M MARO132G | 0.2 | m | =GetRate("SUP1",$A3,2) | 0.25 | =PRODUCT(C3*E3,F3) | =G3
B |  | Electrical General Discount | =GetValue("Discount ELE General",3) | % | =SubTotal(G3:G3) | 1 | =PRODUCT(C4*E4,F4) | =G4
B | PM_36ELE_016 | CONDUIT IMPEL PLAIN BEND MAR1232G | 0.2 | m | =GetRate("SUP1",$A5,2) | 1 | =PRODUCT(C5*E5,F5) | =G5
B |  | Electrical Fitting Discount | =GetValue("Discount ELE General",3) | % | =SubTotal(G5:G5) | 1 | =PRODUCT(C6*E6,F6) | =G6
B | CLIP_0064 | Danger tape In Ground Fittings | 1 | m | =GetRate("ELE",$A7,2) | 1 | =PRODUCT(C7*E7,F7) | =G7
B |  | Electrical General Discount | =GetValue("Discount ELE General",3) | % | =SubTotal(G7:G7) | 1 | =PRODUCT(C8*E8,F8) | =G8
B | CLIP_0082 | Underground cable sign Danger In Ground Fittings | 0.033333 | No | =GetRate("ELE",$A9,2) | 1 | =PRODUCT(C9*E9,F9) | =G9
B |  | Electrical General Discount | =GetValue("Discount ELE General",3) | % | =SubTotal(G9:G9) | 1 | =PRODUCT(C10*E10,F10) | =G10
B | Terminate_003 | Termination P & Seal | 0.033333 | No | =GetRate("ELE",$A11,2) | 1 | =PRODUCT(C11*E11,F11) | =G11
B |  | Electrical General Discount | =GetValue("Discount ELE General",3) | % | =SubTotal(G11:G11) | 1 | =PRODUCT(C12*E12,F12) | =G12
B |  | Electrical Waste and Fixings | =GetValue("Waste 7.5%",3) | % | =SubTotal(G1:G12) | 1 | =PRODUCT(C13*E13,F13) | =G13
B | Electrician | Labour to cable | 0.1 | hrs | =GetRate("LAB1",$A14,2) | 1 | =PRODUCT(C14*E14,F14) | =G14
B | Electrician | Labour to conduit | 0.12 | hrs | =GetRate("LAB1",$A15,2) | 0.2 | =PRODUCT(C15*E15,F15) | =G15
B | Electrician | Labour to conduit fittings | 0.2 | hrs | =GetRate("LAB1",$A16,2) | 0.2 | =PRODUCT(C16*E16,F16) | =G16
B | Electrician | Labour to inground tape | 0.01 | hrs | =GetRate("LAB1",$A17,2) | 1 | =PRODUCT(C17*E17,F17) | =G17
B | Electrician | Labour to cable sign | 0.15 | hrs | =GetRate("LAB1",$A18,2) | 0.033333 | =PRODUCT(C18*E18,F18) | =G18
B | Electrician | Labour to termination | 0.5 | hrs | =GetRate("LAB1",$A19,2) | 0.033333 | =PRODUCT(C19*E19,F19) | =G19
B | Trench_003 | Trenching for cables, domestic/garden type | 1 | m | =GetRate("ELE",$A20,2) | 1 | =PRODUCT(C20*E20,F20) | =G20
B |  | Margin | =GetValue("Builders margin",3) | % | =SubTotal(G1:G20) | 1 | =PRODUCT(C21*E21,F21) | =G21
I | T33.04.013 | Multi-unit residential development, single phase | T33.04_ELE_Service Mains: Underground, Copper
I | T33.04.016 | Small, 60A/Phase | T33.04_ELE_Service Mains: Underground, Copper | m
B | NSC_17910 | 25mm² 2C Xlpe Ins + Neutral Screen Black_Soft Drawn Copper Conductors, Insulated, Copper Neutral Screen, PVC Sheathed, | 1 | m | =GetRate("ELE",$A1,2) | 1 | =PRODUCT(C1*E1,F1) | =G1
B |  | Electrical Cable Discount | =GetValue("Discount ELE Cable High",3) | % | =SubTotal(G1:G1) | 1 | =PRODUCT(C2*E2,F2) | =G2
B | PM_36ELE_007 | CONDUIT IMPEL 4M MARO132G | 0.2 | m | =GetRate("SUP1",$A3,2) | 0.25 | =PRODUCT(C3*E3,F3) | =G3
B |  | Electrical General Discount | =GetValue("Discount ELE General",3) | % | =SubTotal(G3:G3) | 1 | =PRODUCT(C4*E4,F4) | =G4
B | PM_36ELE_016 | CONDUIT IMPEL PLAIN BEND MAR1232G | 0.2 | m | =GetRate("SUP1",$A5,2) | 1 | =PRODUCT(C5*E5,F5) | =G5
B |  | Electrical Fitting Discount | =GetValue("Discount ELE General",3) | % | =SubTotal(G5:G5) | 1 | =PRODUCT(C6*E6,F6) | =G6
B | CLIP_0064 | Danger tape In Ground Fittings | 1 | m | =GetRate("ELE",$A7,2) | 1 | =PRODUCT(C7*E7,F7) | =G7
B |  | Electrical General Discount | =GetValue("Discount ELE General",3) | % | =SubTotal(G7:G7) | 1 | =PRODUCT(C8*E8,F8) | =G8
B | CLIP_0082 | Underground cable sign Danger In Ground Fittings | 0.033333 | No | =GetRate("ELE",$A9,2) | 1 | =PRODUCT(C9*E9,F9) | =G9
B |  | Electrical General Discount | =GetValue("Discount ELE General",3) | % | =SubTotal(G9:G9) | 1 | =PRODUCT(C10*E10,F10) | =G10
B | Terminate_003 | Termination P & Seal | 0.033333 | No | =GetRate("ELE",$A11,2) | 1 | =PRODUCT(C11*E11,F11) | =G11
B |  | Electrical General Discount | =GetValue("Discount ELE General",3) | % | =SubTotal(G11:G11) | 1 | =PRODUCT(C12*E12,F12) | =G12
B |  | Electrical Waste and Fixings | =GetValue("Waste 7.5%",3) | % | =SubTotal(G1:G12) | 1 | =PRODUCT(C13*E13,F13) | =G13
B | Electrician | Labour to cable | 0.12 | hrs | =GetRate("LAB1",$A14,2) | 1 | =PRODUCT(C14*E14,F14) | =G14
B | Electrician | Labour to conduit | 0.12 | hrs | =GetRate("LAB1",$A15,2) | 0.2 | =PRODUCT(C15*E15,F15) | =G15
B | Electrician | Labour to conduit fittings | 0.2 | hrs | =GetRate("LAB1",$A16,2) | 0.2 | =PRODUCT(C16*E16,F16) | =G16
B | Electrician | Labour to inground tape | 0.01 | hrs | =GetRate("LAB1",$A17,2) | 1 | =PRODUCT(C17*E17,F17) | =G17
B | Electrician | Labour to cable sign | 0.15 | hrs | =GetRate("LAB1",$A18,2) | 0.033333 | =PRODUCT(C18*E18,F18) | =G18
B | Electrician | Labour to termination | 0.5 | hrs | =GetRate("LAB1",$A19,2) | 0.033333 | =PRODUCT(C19*E19,F19) | =G19
B | Trench_003 | Trenching for cables, domestic/garden type | 1 | m | =GetRate("ELE",$A20,2) | 1 | =PRODUCT(C20*E20,F20) | =G20
B |  | Margin | =GetValue("Builders margin",3) | % | =SubTotal(G1:G20) | 1 | =PRODUCT(C21*E21,F21) | =G21
I | T33.04.019 | Medium,150A/Phase | T33.04_ELE_Service Mains: Underground, Copper | m
B | NSC_64460 | 70mm² 3C Xlpe Ins + Neutral Screen Black_Soft Drawn Copper Conductors, Insulated, Copper Neutral Screen, PVC Sheathed, | 1 | m | =GetRate("ELE",$A1,2) | 1 | =PRODUCT(C1*E1,F1) | =G1
B |  | Electrical Cable Discount | =GetValue("Discount ELE Cable High",3) | % | =SubTotal(G1:G1) | 1 | =PRODUCT(C2*E2,F2) | =G2
B | PM_36ELE_007 | CONDUIT IMPEL 4M MARO132G | 0.2 | m | =GetRate("SUP1",$A3,2) | 0.25 | =PRODUCT(C3*E3,F3) | =G3
B |  | Electrical General Discount | =GetValue("Discount ELE General",3) | % | =SubTotal(G3:G3) | 1 | =PRODUCT(C4*E4,F4) | =G4
B | PM_36ELE_016 | CONDUIT IMPEL PLAIN BEND MAR1232G | 0.2 | m | =GetRate("SUP1",$A5,2) | 1 | =PRODUCT(C5*E5,F5) | =G5
B |  | Electrical Fitting Discount | =GetValue("Discount ELE Fitting",3) | % | =SubTotal(G5:G5) | 1 | =PRODUCT(C6*E6,F6) | =G6
B | CLIP_0064 | Danger tape In Ground Fittings | 1 | m | =GetRate("ELE",$A7,2) | 1 | =PRODUCT(C7*E7,F7) | =G7
B |  | Electrical General Discount | =GetValue("Discount ELE General",3) | % | =SubTotal(G7:G7) | 1 | =PRODUCT(C8*E8,F8) | =G8
B | CLIP_0082 | Underground cable sign Danger In Ground Fittings | 0.033333 | No | =GetRate("ELE",$A9,2) | 1 | =PRODUCT(C9*E9,F9) | =G9
B |  | Electrical General Discount | =GetValue("Discount ELE General",3) | % | =SubTotal(G9:G9) | 1 | =PRODUCT(C10*E10,F10) | =G10
B | Terminate_003 | Termination P & Seal | 0.033333 | No | =GetRate("ELE",$A11,2) | 1 | =PRODUCT(C11*E11,F11) | =G11
B |  | Electrical General Discount | =GetValue("Discount ELE General",3) | % | =SubTotal(G11:G11) | 1 | =PRODUCT(C12*E12,F12) | =G12
B |  | Electrical Waste and Fixings | =GetValue("Waste 7.5%",3) | % | =SubTotal(G1:G12) | 1 | =PRODUCT(C13*E13,F13) | =G13
B | Electrician | Labour to cable | 0.2 | hrs | =GetRate("LAB1",$A14,2) | 1 | =PRODUCT(C14*E14,F14) | =G14
B | Electrician | Labour to conduit | 0.12 | hrs | =GetRate("LAB1",$A15,2) | 0.2 | =PRODUCT(C15*E15,F15) | =G15
B | Electrician | Labour to conduit fittings | 0.2 | hrs | =GetRate("LAB1",$A16,2) | 0.2 | =PRODUCT(C16*E16,F16) | =G16
B | Electrician | Labour to inground tape | 0.01 | hrs | =GetRate("LAB1",$A17,2) | 1 | =PRODUCT(C17*E17,F17) | =G17
B | Electrician | Labour to cable sign | 0.15 | hrs | =GetRate("LAB1",$A18,2) | 0.033333 | =PRODUCT(C18*E18,F18) | =G18
B | Electrician | Labour to termination | 0.5 | hrs | =GetRate("LAB1",$A19,2) | 0.033333 | =PRODUCT(C19*E19,F19) | =G19
B | Trench_002 | Trenching for cables, 600 deep | 1 | m | =GetRate("ELE",$A20,2) | 1 | =PRODUCT(C20*E20,F20) | =G20
B |  | Margin | =GetValue("Builders margin",3) | % | =SubTotal(G1:G20) | 1 | =PRODUCT(C21*E21,F21) | =G21
I | T33.04.022 | Large, 300A/Phase | T33.04_ELE_Service Mains: Underground, Copper | m
B | NSC_64460 | 70mm² 3C Xlpe Ins + Neutral Screen Black_Soft Drawn Copper Conductors, Insulated, Copper Neutral Screen, PVC Sheathed, | 1 | m | =GetRate("ELE",$A1,2) | 1 | =PRODUCT(C1*E1,F1) | =G1
B |  | Electrical Cable Discount | =GetValue("Discount ELE Cable High",3) | % | =SubTotal(G1:G1) | 1 | =PRODUCT(C2*E2,F2) | =G2
B | PM_36ELE_007 | CONDUIT IMPEL 4M MARO132G | 0.2 | m | =GetRate("SUP1",$A3,2) | 0.25 | =PRODUCT(C3*E3,F3) | =G3
B |  | Electrical General Discount | =GetValue("Discount ELE General",3) | % | =SubTotal(G3:G3) | 1 | =PRODUCT(C4*E4,F4) | =G4
B | PM_36ELE_016 | CONDUIT IMPEL PLAIN BEND MAR1232G | 0.2 | m | =GetRate("SUP1",$A5,2) | 1 | =PRODUCT(C5*E5,F5) | =G5
B |  | Electrical Fitting Discount | =GetValue("Discount ELE General",3) | % | =SubTotal(G5:G5) | 1 | =PRODUCT(C6*E6,F6) | =G6
B | CLIP_0064 | Danger tape In Ground Fittings | 1 | m | =GetRate("ELE",$A7,2) | 1 | =PRODUCT(C7*E7,F7) | =G7
B |  | Electrical General Discount | =GetValue("Discount ELE General",3) | % | =SubTotal(G7:G7) | 1 | =PRODUCT(C8*E8,F8) | =G8
B | CLIP_0082 | Underground cable sign Danger In Ground Fittings | 0.033333 | No | =GetRate("ELE",$A9,2) | 1 | =PRODUCT(C9*E9,F9) | =G9
B |  | Electrical General Discount | =GetValue("Discount ELE General",3) | % | =SubTotal(G9:G9) | 1 | =PRODUCT(C10*E10,F10) | =G10
B | Terminate_003 | Termination P & Seal | 0.033333 | No | =GetRate("ELE",$A11,2) | 1 | =PRODUCT(C11*E11,F11) | =G11
B |  | Electrical General Discount | =GetValue("Discount ELE General",3) | % | =SubTotal(G11:G11) | 1 | =PRODUCT(C12*E12,F12) | =G12
B |  | Electrical Waste and Fixings | =GetValue("Waste 7.5%",3) | % | =SubTotal(G1:G12) | 1 | =PRODUCT(C13*E13,F13) | =G13
B | Electrician | Labour to cable | 0.2 | hrs | =GetRate("LAB1",$A14,2) | 1 | =PRODUCT(C14*E14,F14) | =G14
B | Electrician | Labour to conduit | 0.12 | hrs | =GetRate("LAB1",$A15,2) | 0.2 | =PRODUCT(C15*E15,F15) | =G15
B | Electrician | Labour to conduit fittings | 0.2 | hrs | =GetRate("LAB1",$A16,2) | 0.2 | =PRODUCT(C16*E16,F16) | =G16
B | Electrician | Labour to inground tape | 0.01 | hrs | =GetRate("LAB1",$A17,2) | 1 | =PRODUCT(C17*E17,F17) | =G17
B | Electrician | Labour to cable sign | 0.15 | hrs | =GetRate("LAB1",$A18,2) | 0.033333 | =PRODUCT(C18*E18,F18) | =G18
B | Electrician | Labour to termination | 0.5 | hrs | =GetRate("LAB1",$A19,2) | 0.033333 | =PRODUCT(C19*E19,F19) | =G19
B | Trench_002 | Trenching for cables, 600 deep | 1 | m | =GetRate("ELE",$A20,2) | 1 | =PRODUCT(C20*E20,F20) | =G20
B |  | Margin | =GetValue("Builders margin",3) | % | =SubTotal(G1:G20) | 1 | =PRODUCT(C21*E21,F21) | =G21
I | T33.04.025 | Factory, 3 phase supply | T33.04_ELE_Service Mains: Underground, Copper
I | T33.04.028 | Light, 60A/Phase | T33.04_ELE_Service Mains: Underground, Copper | m
B | NSC_17730 | 16mm² 3C + Neutral Screen Black_Soft Drawn Copper Conductors, Insulated, Copper Neutral Screen, PVC Sheathed, | 1 | m | =GetRate("ELE",$A1,2) | 1 | =PRODUCT(C1*E1,F1) | =G1
B |  | Electrical Cable Discount | =GetValue("Discount ELE Cable High",3) | % | =SubTotal(G1:G1) | 1 | =PRODUCT(C2*E2,F2) | =G2
B | PM_36ELE_007 | CONDUIT IMPEL 4M MARO132G | 0.1 | m | =GetRate("SUP1",$A3,2) | 0.25 | =PRODUCT(C3*E3,F3) | =G3
B |  | Electrical General Discount | =GetValue("Discount ELE General",3) | % | =SubTotal(G3:G3) | 1 | =PRODUCT(C4*E4,F4) | =G4
B | PM_36ELE_016 | CONDUIT IMPEL PLAIN BEND MAR1232G | 0.1 | m | =GetRate("SUP1",$A5,2) | 1 | =PRODUCT(C5*E5,F5) | =G5
B |  | Electrical General Discount | =GetValue("Discount ELE General",3) | % | =SubTotal(G5:G5) | 1 | =PRODUCT(C6*E6,F6) | =G6
B | PM_36ELE_025 | CONDUIT INSP TEE 32MM MAR1432G | 1 | m | =GetRate("SUP1",$A7,2) | 1 | =PRODUCT(C7*E7,F7) | =G7
B |  | Electrical General Discount | =GetValue("Discount ELE General",3) | % | =SubTotal(G7:G7) | 1 | =PRODUCT(C8*E8,F8) | =G8
B | CLIP_0082 | Underground cable sign Danger In Ground Fittings | 0.033333 | No | =GetRate("ELE",$A9,2) | 1 | =PRODUCT(C9*E9,F9) | =G9
B |  | Electrical General Discount | =GetValue("Discount ELE General",3) | % | =SubTotal(G9:G9) | 1 | =PRODUCT(C10*E10,F10) | =G10
B | Terminate_003 | Termination P & Seal | 0.033333 | No | =GetRate("ELE",$A11,2) | 1 | =PRODUCT(C11*E11,F11) | =G11
B |  | Electrical General Discount | =GetValue("Discount ELE General",3) | % | =SubTotal(G11:G11) | 1 | =PRODUCT(C12*E12,F12) | =G12
B | CRMP_0013 | 16mm crimp lug | 0.33333 | No | =GetRate("ELE",$A13,2) | 1 | =PRODUCT(C13*E13,F13) | =G13
B |  | Electrical General Discount | =GetValue("Discount ELE General",3) | % | =SubTotal(G13:G13) | 1 | =PRODUCT(C14*E14,F14) | =G14
B |  | Electrical Waste and Fixings | =GetValue("Waste 7.5%",3) | % | =SubTotal(G1:G14) | 1 | =PRODUCT(C15*E15,F15) | =G15
B | Electrician | Labour to cable | 0.1 | hrs | =GetRate("LAB1",$A16,2) | 1 | =PRODUCT(C16*E16,F16) | =G16
B | Electrician | Labour to conduit | 0.12 | hour | =GetRate("LAB1",$A17,2) | 0.2 | =PRODUCT(C17*E17,F17) | =G17
B | Electrician | Labour to conduit fittings | 0.2 | hrs | =GetRate("LAB1",$A18,2) | 0.2 | =PRODUCT(C18*E18,F18) | =G18
B | Electrician | Labour to inground tape | 0.01 | hrs | =GetRate("LAB1",$A19,2) | 1 | =PRODUCT(C19*E19,F19) | =G19
B | Electrician | Labour to cable sign | 0.15 | hrs | =GetRate("LAB1",$A20,2) | 0.033333 | =PRODUCT(C20*E20,F20) | =G20
B | Electrician | Labour to termination | 0.5 | hrs | =GetRate("LAB1",$A21,2) | 0.033333 | =PRODUCT(C21*E21,F21) | =G21
B | Electrician | Labour to crimp lug | 0.15 | hrs | =GetRate("LAB1",$A22,2) | 0.33333 | =PRODUCT(C22*E22,F22) | =G22
B | Trench_002 | Trenching for cables, 600 deep | 1 | m | =GetRate("ELE",$A23,2) | 1 | =PRODUCT(C23*E23,F23) | =G23
B |  | Margin | =GetValue("Builders margin",3) | % | =SubTotal(G1:G23) | 1 | =PRODUCT(C24*E24,F24) | =G24
I | T33.04.031 | Medium, 100A/Phase | T33.04_ELE_Service Mains: Underground, Copper | m
B | NSC_17920 | 25mm² 3C Xlpe Ins + Neutral Screen Black_Soft Drawn Copper Conductors, Insulated, Copper Neutral Screen, PVC Sheathed, | 1 | m | =GetRate("ELE",$A1,2) | 1 | =PRODUCT(C1*E1,F1) | =G1
B |  | Electrical Cable Discount | =GetValue("Discount ELE Cable High",3) | % | =SubTotal(G1:G1) | 1 | =PRODUCT(C2*E2,F2) | =G2
B | PM_36ELE_007 | CONDUIT IMPEL 4M MARO132G | 0.1 | m | =GetRate("SUP1",$A3,2) | 0.25 | =PRODUCT(C3*E3,F3) | =G3
B |  | Electrical General Discount | =GetValue("Discount ELE General",3) | % | =SubTotal(G3:G3) | 1 | =PRODUCT(C4*E4,F4) | =G4
B | PM_36ELE_016 | CONDUIT IMPEL PLAIN BEND MAR1232G | 0.1 | m | =GetRate("SUP1",$A5,2) | 1 | =PRODUCT(C5*E5,F5) | =G5
B |  | Electrical Fitting Discount | =GetValue("Discount ELE General",3) | % | =SubTotal(G5:G5) | 1 | =PRODUCT(C6*E6,F6) | =G6
B | CLIP_0064 | Danger tape In Ground Fittings | 1 | m | =GetRate("ELE",$A7,2) | 1 | =PRODUCT(C7*E7,F7) | =G7
B |  | Electrical General Discount | =GetValue("Discount ELE General",3) | % | =SubTotal(G7:G7) | 1 | =PRODUCT(C8*E8,F8) | =G8
B | CLIP_0082 | Underground cable sign Danger In Ground Fittings | 0.033333 | No | =GetRate("ELE",$A9,2) | 1 | =PRODUCT(C9*E9,F9) | =G9
B |  | Electrical General Discount | =GetValue("Discount ELE General",3) | % | =SubTotal(G9:G9) | 1 | =PRODUCT(C10*E10,F10) | =G10
B | Terminate_003 | Termination P & Seal | 0.033333 | No | =GetRate("ELE",$A11,2) | 1 | =PRODUCT(C11*E11,F11) | =G11
B |  | Electrical General Discount | =GetValue("Discount ELE General",3) | % | =SubTotal(G11:G11) | 1 | =PRODUCT(C12*E12,F12) | =G12
B | CRMP_0013 | 16mm crimp lug | 0.33333 | No | =GetRate("ELE",$A13,2) | 1 | =PRODUCT(C13*E13,F13) | =G13
B |  | Electrical General Discount | =GetValue("Discount ELE General",3) | % | =SubTotal(G13:G13) | 1 | =PRODUCT(C14*E14,F14) | =G14
B |  | Electrical Waste and Fixings | =GetValue("Waste 7.5%",3) | % | =SubTotal(G1:G14) | 1 | =PRODUCT(C15*E15,F15) | =G15
B | Electrician | Labour to cable | 0.2 | hrs | =GetRate("LAB1",$A16,2) | 1 | =PRODUCT(C16*E16,F16) | =G16
B | Electrician | Labour to conduit | 0.12 | hrs | =GetRate("LAB1",$A17,2) | 0.2 | =PRODUCT(C17*E17,F17) | =G17
B | Electrician | Labour to conduit fittings | 0.2 | hrs | =GetRate("LAB1",$A18,2) | 0.2 | =PRODUCT(C18*E18,F18) | =G18
B | Electrician | Labour to inground tape | 0.01 | hrs | =GetRate("LAB1",$A19,2) | 1 | =PRODUCT(C19*E19,F19) | =G19
B | Electrician | Labour to cable sign | 0.15 | hrs | =GetRate("LAB1",$A20,2) | 0.033333 | =PRODUCT(C20*E20,F20) | =G20
B | Electrician | Labour to termination | 0.5 | hrs | =GetRate("LAB1",$A21,2) | 0.033333 | =PRODUCT(C21*E21,F21) | =G21
B | Electrician | Labour to crimp lug | 0.15 | hrs | =GetRate("LAB1",$A22,2) | 0.33333 | =PRODUCT(C22*E22,F22) | =G22
B | Trench_002 | Trenching for cables, 600 deep | 1 | m | =GetRate("ELE",$A23,2) | 1 | =PRODUCT(C23*E23,F23) | =G23
B |  | Margin | =GetValue("Builders margin",3) | % | =SubTotal(G1:G23) | 1 | =PRODUCT(C24*E24,F24) | =G24
I | T33.04.034 | Heavy, 500A/Phase | T33.04_ELE_Service Mains: Underground, Copper | m
B | LVXLPE_64750 | Low Voltage XLPE_240_Cu, XLPE insulated, PVC sheathed_ | 4 | m | =GetRate("ELE",$A1,2) | 1 | =PRODUCT(C1*E1,F1) | =G1
B |  | Electrical Cable Discount | =GetValue("Discount ELE Cable High",3) | % | =SubTotal(G1:G1) | 1 | =PRODUCT(C2*E2,F2) | =G2
B | CLIP_0070 | 100mm pvc duct In Ground Fittings | 0.71429 | m | =GetRate("ELE",$A3,2) | 1 | =PRODUCT(C3*E3,F3) | =G3
B |  | Electrical Fitting Discount | =GetValue("Discount ELE Fitting",3) | % | =SubTotal(G3:G3) | 1 | =PRODUCT(C4*E4,F4) | =G4
B | CLIP_0076 | 100mm pvc bend 45 degree In Ground Fittings | 0.057143 | no | =GetRate("ELE",$A5,2) | 1 | =PRODUCT(C5*E5,F5) | =G5
B |  | Electrical Fitting Discount | =GetValue("Discount ELE Fitting",3) | % | =SubTotal(G5:G5) | 1 | =PRODUCT(C6*E6,F6) | =G6
B | CLIP_0064 | Danger tape In Ground Fittings | 0.71429 | m | =GetRate("ELE",$A7,2) | 1 | =PRODUCT(C7*E7,F7) | =G7
B |  | Electrical General Discount | =GetValue("Discount ELE General",3) | % | =SubTotal(G7:G7) | 1 | =PRODUCT(C8*E8,F8) | =G8
B | CLIP_0082 | Underground cable sign Danger In Ground Fittings | 0.028571 | No | =GetRate("ELE",$A9,2) | 1 | =PRODUCT(C9*E9,F9) | =G9
B |  | Electrical General Discount | =GetValue("Discount ELE General",3) | % | =SubTotal(G9:G9) | 1 | =PRODUCT(C10*E10,F10) | =G10
B | Terminate_002 | Termination major | 0.057143 | No | =GetRate("ELE",$A11,2) | 1 | =PRODUCT(C11*E11,F11) | =G11
B |  | Electrical General Discount | =GetValue("Discount ELE General",3) | % | =SubTotal(G11:G11) | 1 | =PRODUCT(C12*E12,F12) | =G12
B | CRMP_0040 | 240mm crimp lug | 0.22857 | No | =GetRate("ELE",$A13,2) | 1 | =PRODUCT(C13*E13,F13) | =G13
B |  | Electrical General Discount | =GetValue("Discount ELE General",3) | % | =SubTotal(G13:G13) | 1 | =PRODUCT(C14*E14,F14) | =G14
B | Gland_016 | Compression Gland 26.5mm | 0.22857 | No | =GetRate("ELE",$A15,2) | 1 | =PRODUCT(C15*E15,F15) | =G15
B |  | Electrical General Discount | =GetValue("Discount ELE General",3) | % | =SubTotal(G15:G15) | 1 | =PRODUCT(C16*E16,F16) | =G16
B | UNI_0010 | Galv Cable Tray 300mm | 0.34286 | No | =GetRate("ELE",$A17,2) | 1 | =PRODUCT(C17*E17,F17) | =G17
B |  | Electrical General Discount | =GetValue("Discount ELE General",3) | % | =SubTotal(G17:G17) | 1 | =PRODUCT(C18*E18,F18) | =G18
B |  | Electrical Waste and Fixings, high to cover suspension brackets | =GetValue("Waste 15%",3) | % | =SubTotal(G1:G18) | 1 | =PRODUCT(C19*E19,F19) | =G19
B | Electrician | Labour to cable | 0.3 | hrs | =GetRate("LAB1",$A20,2) | 4 | =PRODUCT(C20*E20,F20) | =G20
B | Electrician | Labour to duct | 0.15 | hrs | =GetRate("LAB1",$A21,2) | 0.71429 | =PRODUCT(C21*E21,F21) | =G21
B | Electrician | Labour to duct fittings | 0.15 | hrs | =GetRate("LAB1",$A22,2) | 0.057143 | =PRODUCT(C22*E22,F22) | =G22
B | Electrician | Labour to inground tape | 0.01 | hrs | =GetRate("LAB1",$A23,2) | 0.71429 | =PRODUCT(C23*E23,F23) | =G23
B | Electrician | Labour to cable sign | 0.15 | hrs | =GetRate("LAB1",$A24,2) | 0.028571 | =PRODUCT(C24*E24,F24) | =G24
B | Electrician | Labour to termination | 1 | hrs | =GetRate("LAB1",$A25,2) | 0.057143 | =PRODUCT(C25*E25,F25) | =G25
B | Electrician | Labour to crimp lug | 0.25 | hrs | =GetRate("LAB1",$A26,2) | 0.22857 | =PRODUCT(C26*E26,F26) | =G26
B | Electrician | Labour to gland | 0.12 | hrs | =GetRate("LAB1",$A27,2) | 0.22857 | =PRODUCT(C27*E27,F27) | =G27
B | Electrician | Labour to cable tray | 0.3 | hrs | =GetRate("LAB1",$A28,2) | 0.34286 | =PRODUCT(C28*E28,F28) | =G28
B | Trench_002 | Trenching for cables, 600 deep | 1 | m | =GetRate("ELE",$A29,2) | 0.71429 | =PRODUCT(C29*E29,F29) | =G29
B |  | Margin | =GetValue("Builders margin",3) | % | =SubTotal(G1:G29) | 1 | =PRODUCT(C30*E30,F30) | =G30
I | T33.04.037 | Shopping Centre | T33.04_ELE_Service Mains: Underground, Copper
I | T33.04.040 | Small, 100A/Phase | T33.04_ELE_Service Mains: Underground, Copper | m
B | NSC_17920 | 25mm² 3C Xlpe Ins + Neutral Screen Black_Soft Drawn Copper Conductors, Insulated, Copper Neutral Screen, PVC Sheathed, | 1 | m | =GetRate("ELE",$A1,2) | 1 | =PRODUCT(C1*E1,F1) | =G1
B |  | Electrical Cable Discount | =GetValue("Discount ELE Cable High",3) | % | =SubTotal(G1:G1) | 1 | =PRODUCT(C2*E2,F2) | =G2
B | PM_36ELE_007 | CONDUIT IMPEL 4M MARO132G | 0.1 | m | =GetRate("SUP1",$A3,2) | 0.25 | =PRODUCT(C3*E3,F3) | =G3
B |  | Electrical General Discount | =GetValue("Discount ELE General",3) | % | =SubTotal(G3:G3) | 1 | =PRODUCT(C4*E4,F4) | =G4
B | PM_36ELE_016 | CONDUIT IMPEL PLAIN BEND MAR1232G | 0.1 | m | =GetRate("SUP1",$A5,2) | 1 | =PRODUCT(C5*E5,F5) | =G5
B |  | Electrical Fitting Discount | =GetValue("Discount ELE General",3) | % | =SubTotal(G5:G5) | 1 | =PRODUCT(C6*E6,F6) | =G6
B | CLIP_0064 | Danger tape In Ground Fittings | 1 | m | =GetRate("ELE",$A7,2) | 1 | =PRODUCT(C7*E7,F7) | =G7
B |  | Electrical General Discount | =GetValue("Discount ELE General",3) | % | =SubTotal(G7:G7) | 1 | =PRODUCT(C8*E8,F8) | =G8
B | CLIP_0082 | Underground cable sign Danger In Ground Fittings | 0.033333 | No | =GetRate("ELE",$A9,2) | 1 | =PRODUCT(C9*E9,F9) | =G9
B |  | Electrical General Discount | =GetValue("Discount ELE General",3) | % | =SubTotal(G9:G9) | 1 | =PRODUCT(C10*E10,F10) | =G10
B | Terminate_003 | Termination P & Seal | 0.033333 | No | =GetRate("ELE",$A11,2) | 1 | =PRODUCT(C11*E11,F11) | =G11
B |  | Electrical General Discount | =GetValue("Discount ELE General",3) | % | =SubTotal(G11:G11) | 1 | =PRODUCT(C12*E12,F12) | =G12
B | CRMP_0013 | 16mm crimp lug | 0.33333 | No | =GetRate("ELE",$A13,2) | 1 | =PRODUCT(C13*E13,F13) | =G13
B |  | Electrical General Discount | =GetValue("Discount ELE General",3) | % | =SubTotal(G13:G13) | 1 | =PRODUCT(C14*E14,F14) | =G14
B |  | Electrical Waste and Fixings | =GetValue("Waste 7.5%",3) | % | =SubTotal(G1:G14) | 1 | =PRODUCT(C15*E15,F15) | =G15
B | Electrician | Labour to cable | 0.2 | hrs | =GetRate("LAB1",$A16,2) | 1 | =PRODUCT(C16*E16,F16) | =G16
B | Electrician | Labour to duct | 0.12 | hrs | =GetRate("LAB1",$A17,2) | 0.2 | =PRODUCT(C17*E17,F17) | =G17
B | Electrician | Labour to duct fittings | 0.2 | hrs | =GetRate("LAB1",$A18,2) | 0.2 | =PRODUCT(C18*E18,F18) | =G18
B | Electrician | Labour to inground tape | 0.01 | hrs | =GetRate("LAB1",$A19,2) | 1 | =PRODUCT(C19*E19,F19) | =G19
B | Electrician | Labour to cable sign | 0.15 | hrs | =GetRate("LAB1",$A20,2) | 0.033333 | =PRODUCT(C20*E20,F20) | =G20
B | Electrician | Labour to termination | 0.5 | hrs | =GetRate("LAB1",$A21,2) | 0.033333 | =PRODUCT(C21*E21,F21) | =G21
B | Electrician | Labour to crimp lug | 0.15 | hrs | =GetRate("LAB1",$A22,2) | 0.33333 | =PRODUCT(C22*E22,F22) | =G22
B | Trench_002 | Trenching for cables, 600 deep | 1 | m | =GetRate("ELE",$A23,2) | 1 | =PRODUCT(C23*E23,F23) | =G23
B |  | Margin | =GetValue("Builders margin",3) | % | =SubTotal(G1:G23) | 1 | =PRODUCT(C24*E24,F24) | =G24
I | T33.04.043 | Medium, 500A/Phase | T33.04_ELE_Service Mains: Underground, Copper | m
B | LVXLPE_64750 | Low Voltage XLPE_240_Cu, XLPE insulated, PVC sheathed_ | 4 | m | =GetRate("ELE",$A1,2) | 1 | =PRODUCT(C1*E1,F1) | =G1
B |  | Electrical Cable Discount | =GetValue("Discount ELE Cable High",3) | % | =SubTotal(G1:G1) | 1 | =PRODUCT(C2*E2,F2) | =G2
B | CLIP_0070 | 100mm pvc duct In Ground Fittings | 0.71429 | m | =GetRate("ELE",$A3,2) | 1 | =PRODUCT(C3*E3,F3) | =G3
B |  | Electrical Fitting Discount | =GetValue("Discount ELE Fitting",3) | % | =SubTotal(G3:G3) | 1 | =PRODUCT(C4*E4,F4) | =G4
B | CLIP_0076 | 100mm pvc bend 45 degree In Ground Fittings | 0.057143 | no | =GetRate("ELE",$A5,2) | 1 | =PRODUCT(C5*E5,F5) | =G5
B |  | Electrical Fitting Discount | =GetValue("Discount ELE Fitting",3) | % | =SubTotal(G5:G5) | 1 | =PRODUCT(C6*E6,F6) | =G6
B | CLIP_0064 | Danger tape In Ground Fittings | 0.71429 | m | =GetRate("ELE",$A7,2) | 1 | =PRODUCT(C7*E7,F7) | =G7
B |  | Electrical General Discount | =GetValue("Discount ELE General",3) | % | =SubTotal(G7:G7) | 1 | =PRODUCT(C8*E8,F8) | =G8
B | CLIP_0082 | Underground cable sign Danger In Ground Fittings | 0.028571 | No | =GetRate("ELE",$A9,2) | 1 | =PRODUCT(C9*E9,F9) | =G9
B |  | Electrical General Discount | =GetValue("Discount ELE General",3) | % | =SubTotal(G9:G9) | 1 | =PRODUCT(C10*E10,F10) | =G10
B | Terminate_002 | Termination major | 0.057143 | No | =GetRate("ELE",$A11,2) | 1 | =PRODUCT(C11*E11,F11) | =G11
B |  | Electrical General Discount | =GetValue("Discount ELE General",3) | % | =SubTotal(G11:G11) | 1 | =PRODUCT(C12*E12,F12) | =G12
B | CRMP_0040 | 240mm crimp lug | 0.22857 | No | =GetRate("ELE",$A13,2) | 1 | =PRODUCT(C13*E13,F13) | =G13
B |  | Electrical General Discount | =GetValue("Discount ELE General",3) | % | =SubTotal(G13:G13) | 1 | =PRODUCT(C14*E14,F14) | =G14
B | Gland_016 | Compression Gland 26.5mm | 0.22857 | No | =GetRate("ELE",$A15,2) | 1 | =PRODUCT(C15*E15,F15) | =G15
B |  | Electrical General Discount | =GetValue("Discount ELE General",3) | % | =SubTotal(G15:G15) | 1 | =PRODUCT(C16*E16,F16) | =G16
B | UNI_0010 | Galv Cable Tray 300mm | 0.3429 | No | =GetRate("ELE",$A17,2) | 1 | =PRODUCT(C17*E17,F17) | =G17
B |  | Electrical General Discount | =GetValue("Discount ELE General",3) | % | =SubTotal(G17:G17) | 1 | =PRODUCT(C18*E18,F18) | =G18
B |  | Electrical Waste and Fixings, high to cover suspension brackets | =GetValue("Waste 15%",3) | % | =SubTotal(G1:G18) | 1 | =PRODUCT(C19*E19,F19) | =G19
B | Electrician | Labour to cable | 0.3 | hrs | =GetRate("LAB1",$A20,2) | 4 | =PRODUCT(C20*E20,F20) | =G20
B | Electrician | Labour to duct | 0.15 | hrs | =GetRate("LAB1",$A21,2) | 0.71429 | =PRODUCT(C21*E21,F21) | =G21
B | Electrician | Labour to duct fittings | 0.25 | hrs | =GetRate("LAB1",$A22,2) | 0.057143 | =PRODUCT(C22*E22,F22) | =G22
B | Electrician | Labour to inground tape | 0.01 | hrs | =GetRate("LAB1",$A23,2) | 0.71429 | =PRODUCT(C23*E23,F23) | =G23
B | Electrician | Labour to cable sign | 0.15 | hrs | =GetRate("LAB1",$A24,2) | 0.028571 | =PRODUCT(C24*E24,F24) | =G24
B | Electrician | Labour to termination | 1 | hrs | =GetRate("LAB1",$A25,2) | 0.057143 | =PRODUCT(C25*E25,F25) | =G25
B | Electrician | Labour to crimp lug | 0.25 | hrs | =GetRate("LAB1",$A26,2) | 0.22857 | =PRODUCT(C26*E26,F26) | =G26
B | Electrician | Labour to gland | 0.12 | hrs | =GetRate("LAB1",$A27,2) | 0.22857 | =PRODUCT(C27*E27,F27) | =G27
B | Electrician | Labour to cable tray | 0.3 | hrs | =GetRate("LAB1",$A28,2) | 0.34286 | =PRODUCT(C28*E28,F28) | =G28
B | Trench_002 | Trenching for cables, 600 deep | 1 | m | =GetRate("ELE",$A29,2) | 0.71429 | =PRODUCT(C29*E29,F29) | =G29
B |  | Margin | =GetValue("Builders margin",3) | % | =SubTotal(G1:G29) | 1 | =PRODUCT(C30*E30,F30) | =G30
I | T33.04.046 | Large, 800A/Phase | T33.04_ELE_Service Mains: Underground, Copper | m
B | LVXLPE_64790 | Low Voltage XLPE_400_Cu, XLPE insulated, PVC sheathed_ | 8 | m | =GetRate("ELE",$A1,2) | 1 | =PRODUCT(C1*E1,F1) | =G1
B |  | Electrical Cable Discount | =GetValue("Discount ELE Cable High",3) | % | =SubTotal(G1:G1) | 1 | =PRODUCT(C2*E2,F2) | =G2
B | CLIP_0070 | 100mm pvc duct In Ground Fittings | 0.83333 | m | =GetRate("ELE",$A3,2) | 1 | =PRODUCT(C3*E3,F3) | =G3
B |  | Electrical Fitting Discount | =GetValue("Discount ELE Fitting",3) | % | =SubTotal(G3:G3) | 1 | =PRODUCT(C4*E4,F4) | =G4
B | CLIP_0076 | 100mm pvc bend 45 degree In Ground Fittings | 0.066667 | no | =GetRate("ELE",$A5,2) | 1 | =PRODUCT(C5*E5,F5) | =G5
B |  | Electrical Fitting Discount | =GetValue("Discount ELE Fitting",3) | % | =SubTotal(G5:G5) | 1 | =PRODUCT(C6*E6,F6) | =G6
B | CLIP_0064 | Danger tape In Ground Fittings | 0.83333 | m | =GetRate("ELE",$A7,2) | 1 | =PRODUCT(C7*E7,F7) | =G7
B |  | Electrical General Discount | =GetValue("Discount ELE General",3) | % | =SubTotal(G7:G7) | 1 | =PRODUCT(C8*E8,F8) | =G8
B | CLIP_0082 | Underground cable sign Danger In Ground Fittings | 0.033333 | No | =GetRate("ELE",$A9,2) | 1 | =PRODUCT(C9*E9,F9) | =G9
B |  | Electrical General Discount | =GetValue("Discount ELE General",3) | % | =SubTotal(G9:G9) | 1 | =PRODUCT(C10*E10,F10) | =G10
B | Terminate_002 | Termination major | 0.066667 | No | =GetRate("ELE",$A11,2) | 1 | =PRODUCT(C11*E11,F11) | =G11
B |  | Electrical General Discount | =GetValue("Discount ELE General",3) | % | =SubTotal(G11:G11) | 1 | =PRODUCT(C12*E12,F12) | =G12
B | CRMP_0046 | 400mm crimp lug | 0.53333 | No | =GetRate("ELE",$A13,2) | 1 | =PRODUCT(C13*E13,F13) | =G13
B |  | Electrical General Discount | =GetValue("Discount ELE General",3) | % | =SubTotal(G13:G13) | 1 | =PRODUCT(C14*E14,F14) | =G14
B | Gland_019 | Compression Gland 34.5mm | 0.26667 | No | =GetRate("ELE",$A15,2) | 1 | =PRODUCT(C15*E15,F15) | =G15
B |  | Electrical General Discount | =GetValue("Discount ELE General",3) | % | =SubTotal(G15:G15) | 1 | =PRODUCT(C16*E16,F16) | =G16
B | UNI_0010 | Galv Cable Tray 300mm | 0.4 | No | =GetRate("ELE",$A17,2) | 1 | =PRODUCT(C17*E17,F17) | =G17
B |  | Electrical General Discount | =GetValue("Discount ELE General",3) | % | =SubTotal(G17:G17) | 1 | =PRODUCT(C18*E18,F18) | =G18
B |  | Electrical Waste and Fixings, high to cover suspension brackets | =GetValue("Waste 15%",3) | % | =SubTotal(G1:G18) | 1 | =PRODUCT(C19*E19,F19) | =G19
B | Electrician | Labour to cable | 0.3 | hrs | =GetRate("LAB1",$A20,2) | 8 | =PRODUCT(C20*E20,F20) | =G20
B | Electrician | Labour to duct | 0.15 | hrs | =GetRate("LAB1",$A21,2) | 0.83333 | =PRODUCT(C21*E21,F21) | =G21
B | Electrician | Labour to duct fittings | 0.25 | hrs | =GetRate("LAB1",$A22,2) | 0.066667 | =PRODUCT(C22*E22,F22) | =G22
B | Electrician | Labour to inground tape | 0.01 | hrs | =GetRate("LAB1",$A23,2) | 0.83333 | =PRODUCT(C23*E23,F23) | =G23
B | Electrician | Labour to cable sign | 0.15 | hrs | =GetRate("LAB1",$A24,2) | 0.033333 | =PRODUCT(C24*E24,F24) | =G24
B | Electrician | Labour to termination | 1 | hrs | =GetRate("LAB1",$A25,2) | 0.066667 | =PRODUCT(C25*E25,F25) | =G25
B | Electrician | Labour to crimp lug | 0.25 | hrs | =GetRate("LAB1",$A26,2) | 0.53333 | =PRODUCT(C26*E26,F26) | =G26
B | Electrician | Labour to gland | 0.12 | hrs | =GetRate("LAB1",$A27,2) | 0.26667 | =PRODUCT(C27*E27,F27) | =G27
B | Electrician | Labour to cable tray | 0.3 | hrs | =GetRate("LAB1",$A28,2) | 0.4 | =PRODUCT(C28*E28,F28) | =G28
B | Trench_002 | Trenching for cables, 600 deep | 1 | m | =GetRate("ELE",$A29,2) | 0.83333 | =PRODUCT(C29*E29,F29) | =G29
B |  | Margin | =GetValue("Builders margin",3) | % | =SubTotal(G1:G29) | 1 | =PRODUCT(C30*E30,F30) | =G30
I | T33.04.049 | Office Building | T33.04_ELE_Service Mains: Underground, Copper
I | T33.04.052 | Small, 60A/Phase | T33.04_ELE_Service Mains: Underground, Copper | m
B | NSC_17730 | 16mm² 3C + Neutral Screen Black_Soft Drawn Copper Conductors, Insulated, Copper Neutral Screen, PVC Sheathed, | 1 | m | =GetRate("ELE",$A1,2) | 1 | =PRODUCT(C1*E1,F1) | =G1
B |  | Electrical Cable Discount | =GetValue("Discount ELE Cable High",3) | % | =SubTotal(G1:G1) | 1 | =PRODUCT(C2*E2,F2) | =G2
B | PM_36ELE_007 | CONDUIT IMPEL 4M MARO132G | 0.1 | m | =GetRate("SUP1",$A3,2) | 0.25 | =PRODUCT(C3*E3,F3) | =G3
B |  | Electrical General Discount | =GetValue("Discount ELE General",3) | % | =SubTotal(G3:G3) | 1 | =PRODUCT(C4*E4,F4) | =G4
B | PM_36ELE_016 | CONDUIT IMPEL PLAIN BEND MAR1232G | 0.1 | m | =GetRate("SUP1",$A5,2) | 1 | =PRODUCT(C5*E5,F5) | =G5
B |  | Electrical Fitting Discount | =GetValue("Discount ELE General",3) | % | =SubTotal(G5:G5) | 1 | =PRODUCT(C6*E6,F6) | =G6
B | CLIP_0064 | Danger tape In Ground Fittings | 1 | m | =GetRate("ELE",$A7,2) | 1 | =PRODUCT(C7*E7,F7) | =G7
B |  | Electrical General Discount | =GetValue("Discount ELE General",3) | % | =SubTotal(G7:G7) | 1 | =PRODUCT(C8*E8,F8) | =G8
B | CLIP_0082 | Underground cable sign Danger In Ground Fittings | 0.033333 | No | =GetRate("ELE",$A9,2) | 1 | =PRODUCT(C9*E9,F9) | =G9
B |  | Electrical General Discount | =GetValue("Discount ELE General",3) | % | =SubTotal(G9:G9) | 1 | =PRODUCT(C10*E10,F10) | =G10
B | Terminate_003 | Termination P & Seal | 0.033333 | No | =GetRate("ELE",$A11,2) | 1 | =PRODUCT(C11*E11,F11) | =G11
B |  | Electrical General Discount | =GetValue("Discount ELE General",3) | % | =SubTotal(G11:G11) | 1 | =PRODUCT(C12*E12,F12) | =G12
B | CRMP_0013 | 16mm crimp lug | 0.33333 | No | =GetRate("ELE",$A13,2) | 1 | =PRODUCT(C13*E13,F13) | =G13
B |  | Electrical General Discount | =GetValue("Discount ELE General",3) | % | =SubTotal(G13:G13) | 1 | =PRODUCT(C14*E14,F14) | =G14
B |  | Electrical Waste and Fixings | =GetValue("Waste 7.5%",3) | % | =SubTotal(G1:G14) | 1 | =PRODUCT(C15*E15,F15) | =G15
B | Electrician | Labour to cable | 0.1 | hrs | =GetRate("LAB1",$A16,2) | 1 | =PRODUCT(C16*E16,F16) | =G16
B | Electrician | Labour to duct | 0.12 | hrs | =GetRate("LAB1",$A17,2) | 0.1 | =PRODUCT(C17*E17,F17) | =G17
B | Electrician | Labour to duct fittings | 0.2 | hrs | =GetRate("LAB1",$A18,2) | 0.1 | =PRODUCT(C18*E18,F18) | =G18
B | Electrician | Labour to inground tape | 0.01 | hrs | =GetRate("LAB1",$A19,2) | 1 | =PRODUCT(C19*E19,F19) | =G19
B | Electrician | Labour to cable sign | 0.15 | hrs | =GetRate("LAB1",$A20,2) | 0.033333 | =PRODUCT(C20*E20,F20) | =G20
B | Electrician | Labour to termination | 0.5 | hrs | =GetRate("LAB1",$A21,2) | 0.033333 | =PRODUCT(C21*E21,F21) | =G21
B | Electrician | Labour to crimp lug | 0.15 | hrs | =GetRate("LAB1",$A22,2) | 0.33333 | =PRODUCT(C22*E22,F22) | =G22
B | Trench_002 | Trenching for cables, 600 deep | 1 | m | =GetRate("ELE",$A23,2) | 1 | =PRODUCT(C23*E23,F23) | =G23
B |  | Margin | =GetValue("Builders margin",3) | % | =SubTotal(G1:G23) | 1 | =PRODUCT(C24*E24,F24) | =G24
I | T33.04.055 | Medium, 300A/Phase | T33.04_ELE_Service Mains: Underground, Copper | m
B | LVXLPE_64710 | Low Voltage XLPE_150_Cu, XLPE insulated, PVC sheathed_ | 4 | m | =GetRate("ELE",$A1,2) | 1 | =PRODUCT(C1*E1,F1) | =G1
B |  | Electrical Cable Discount | =GetValue("Discount ELE Cable High",3) | % | =SubTotal(G1:G1) | 1 | =PRODUCT(C2*E2,F2) | =G2
B | CLIP_0070 | 100mm pvc duct In Ground Fittings | 0.71429 | m | =GetRate("ELE",$A3,2) | 1 | =PRODUCT(C3*E3,F3) | =G3
B |  | Electrical Fitting Discount | =GetValue("Discount ELE Fitting",3) | % | =SubTotal(G3:G3) | 1 | =PRODUCT(C4*E4,F4) | =G4
B | CLIP_0076 | 100mm pvc bend 45 degree In Ground Fittings | 0.057143 | no | =GetRate("ELE",$A5,2) | 1 | =PRODUCT(C5*E5,F5) | =G5
B |  | Electrical Fitting Discount | =GetValue("Discount ELE Fitting",3) | % | =SubTotal(G5:G5) | 1 | =PRODUCT(C6*E6,F6) | =G6
B | CLIP_0064 | Danger tape In Ground Fittings | 0.71429 | m | =GetRate("ELE",$A7,2) | 1 | =PRODUCT(C7*E7,F7) | =G7
B |  | Electrical General Discount | =GetValue("Discount ELE General",3) | % | =SubTotal(G7:G7) | 1 | =PRODUCT(C8*E8,F8) | =G8
B | CLIP_0082 | Underground cable sign Danger In Ground Fittings | 0.028571 | No | =GetRate("ELE",$A9,2) | 1 | =PRODUCT(C9*E9,F9) | =G9
B |  | Electrical General Discount | =GetValue("Discount ELE General",3) | % | =SubTotal(G9:G9) | 1 | =PRODUCT(C10*E10,F10) | =G10
B | Terminate_002 | Termination major | 0.057143 | No | =GetRate("ELE",$A11,2) | 1 | =PRODUCT(C11*E11,F11) | =G11
B |  | Electrical General Discount | =GetValue("Discount ELE General",3) | % | =SubTotal(G11:G11) | 1 | =PRODUCT(C12*E12,F12) | =G12
B | CRMP_0034 | 150mm crimp lug | 0.45714 | No | =GetRate("ELE",$A13,2) | 1 | =PRODUCT(C13*E13,F13) | =G13
B |  | Electrical General Discount | =GetValue("Discount ELE General",3) | % | =SubTotal(G13:G13) | 1 | =PRODUCT(C14*E14,F14) | =G14
B | Gland_016 | Compression Gland 26.5mm | 0.22857 | No | =GetRate("ELE",$A15,2) | 1 | =PRODUCT(C15*E15,F15) | =G15
B |  | Electrical General Discount | =GetValue("Discount ELE General",3) | % | =SubTotal(G15:G15) | 1 | =PRODUCT(C16*E16,F16) | =G16
B | UNI_0010 | Galv Cable Tray 300mm | 0.34286 | No | =GetRate("ELE",$A17,2) | 1 | =PRODUCT(C17*E17,F17) | =G17
B |  | Electrical General Discount | =GetValue("Discount ELE General",3) | % | =SubTotal(G17:G17) | 1 | =PRODUCT(C18*E18,F18) | =G18
B |  | Electrical Waste and Fixings, high to cover suspension brackets | =GetValue("Waste 15%",3) | % | =SubTotal(G1:G18) | 1 | =PRODUCT(C19*E19,F19) | =G19
B | Electrician | Labour to cable | 0.2 | hrs | =GetRate("LAB1",$A20,2) | 4 | =PRODUCT(C20*E20,F20) | =G20
B | Electrician | Labour to duct | 0.15 | hrs | =GetRate("LAB1",$A21,2) | 0.71429 | =PRODUCT(C21*E21,F21) | =G21
B | Electrician | Labour to duct fittings | 0.25 | hrs | =GetRate("LAB1",$A22,2) | 0.057143 | =PRODUCT(C22*E22,F22) | =G22
B | Electrician | Labour to inground tape | 0.01 | hrs | =GetRate("LAB1",$A23,2) | 0.71429 | =PRODUCT(C23*E23,F23) | =G23
B | Electrician | Labour to cable sign | 0.15 | hrs | =GetRate("LAB1",$A24,2) | 0.028571 | =PRODUCT(C24*E24,F24) | =G24
B | Electrician | Labour to termination | 1 | hrs | =GetRate("LAB1",$A25,2) | 0.057143 | =PRODUCT(C25*E25,F25) | =G25
B | Electrician | Labour to crimp lug | 0.2 | hrs | =GetRate("LAB1",$A26,2) | 0.45714 | =PRODUCT(C26*E26,F26) | =G26
B | Electrician | Labour to gland | 0.12 | hrs | =GetRate("LAB1",$A27,2) | 0.22857 | =PRODUCT(C27*E27,F27) | =G27
B | Electrician | Labour to cable tray | 0.3 | hrs | =GetRate("LAB1",$A28,2) | 0.34286 | =PRODUCT(C28*E28,F28) | =G28
B | Trench_002 | Trenching for cables, 600 deep | 1 | m | =GetRate("ELE",$A29,2) | 0.71429 | =PRODUCT(C29*E29,F29) | =G29
B |  | Margin | =GetValue("Builders margin",3) | % | =SubTotal(G1:G29) | 1 | =PRODUCT(C30*E30,F30) | =G30
I | T33.04.058 | Large, 1500A | T33.04_ELE_Service Mains: Underground, Copper | m
B | LVXLPE_64830 | Low Voltage XLPE_630_Cu, XLPE insulated, PVC sheathed_ | 9 | m | =GetRate("ELE",$A1,2) | 1 | =PRODUCT(C1*E1,F1) | =G1
B |  | Electrical Cable Discount | =GetValue("Discount ELE Cable High",3) | % | =SubTotal(G1:G1) | 1 | =PRODUCT(C2*E2,F2) | =G2
B | BCW_12320 | Building Conduit Wires_150_Cu, pvc insulated_ | 2 | m | =GetRate("ELE",$A3,2) | 1 | =PRODUCT(C3*E3,F3) | =G3
B |  | Electrical Cable Discount | =GetValue("Discount ELE Cable High",3) | % | =SubTotal(G3:G3) | 1 | =PRODUCT(C4*E4,F4) | =G4
B | CLIP_0073 | 150mm pvc duct In Ground Fittings | 0.6 | m | =GetRate("ELE",$A5,2) | 1 | =PRODUCT(C5*E5,F5) | =G5
B |  | Electrical Fitting Discount | =GetValue("Discount ELE Fitting",3) | % | =SubTotal(G5:G5) | 1 | =PRODUCT(C6*E6,F6) | =G6
B | CLIP_0079 | 150mm pvc bend 45 degree In Ground Fittings | 0.6 | m | =GetRate("ELE",$A7,2) | 1 | =PRODUCT(C7*E7,F7) | =G7
B |  | Electrical Fitting Discount | =GetValue("Discount ELE Fitting",3) | % | =SubTotal(G7:G7) | 1 | =PRODUCT(C8*E8,F8) | =G8
B | CLIP_0064 | Danger tape In Ground Fittings | 0.6 | m | =GetRate("ELE",$A9,2) | 1 | =PRODUCT(C9*E9,F9) | =G9
B |  | Electrical General Discount | =GetValue("Discount ELE General",3) | % | =SubTotal(G9:G9) | 1 | =PRODUCT(C10*E10,F10) | =G10
B | CLIP_0082 | Underground cable sign Danger In Ground Fittings | 0.033333 | No | =GetRate("ELE",$A11,2) | 1 | =PRODUCT(C11*E11,F11) | =G11
B |  | Electrical General Discount | =GetValue("Discount ELE General",3) | % | =SubTotal(G11:G11) | 1 | =PRODUCT(C12*E12,F12) | =G12
B | Terminate_002 | Termination major | 0.066667 | No | =GetRate("ELE",$A13,2) | 1 | =PRODUCT(C13*E13,F13) | =G13
B |  | Electrical General Discount | =GetValue("Discount ELE General",3) | % | =SubTotal(G13:G13) | 1 | =PRODUCT(C14*E14,F14) | =G14
B | CRMP_0052 | 630mm crimp lug | 0.8 | No | =GetRate("ELE",$A15,2) | 1 | =PRODUCT(C15*E15,F15) | =G15
B |  | Electrical General Discount | =GetValue("Discount ELE General",3) | % | =SubTotal(G15:G15) | 1 | =PRODUCT(C16*E16,F16) | =G16
B | Gland_022 | Compression Gland 43.5mm | 0.8 | No | =GetRate("ELE",$A17,2) | 1 | =PRODUCT(C17*E17,F17) | =G17
B |  | Electrical General Discount | =GetValue("Discount ELE General",3) | % | =SubTotal(G17:G17) | 1 | =PRODUCT(C18*E18,F18) | =G18
B | UNI_0013 | Galv Cable Tray 450mm | 0.4 | No | =GetRate("ELE",$A19,2) | 1 | =PRODUCT(C19*E19,F19) | =G19
B |  | Electrical General Discount | =GetValue("Discount ELE General",3) | % | =SubTotal(G19:G19) | 1 | =PRODUCT(C20*E20,F20) | =G20
B |  | Electrical Waste and Fixings, high to cover suspension brackets | =GetValue("Waste 15%",3) | % | =SubTotal(G1:G20) | 1 | =PRODUCT(C21*E21,F21) | =G21
B | Electrician | Labour to cable | 0.4 | hrs | =GetRate("LAB1",$A22,2) | 9 | =PRODUCT(C22*E22,F22) | =G22
B | Electrician | Labour to building conduit wires | 0.1 | hrs | =GetRate("LAB1",$A23,2) | 2 | =PRODUCT(C23*E23,F23) | =G23
B | Electrician | Labour to duct | 0.15 | hrs | =GetRate("LAB1",$A24,2) | 0.6 | =PRODUCT(C24*E24,F24) | =G24
B | Electrician | Labour to duct fittings | 0.15 | hrs | =GetRate("LAB1",$A25,2) | 0.6 | =PRODUCT(C25*E25,F25) | =G25
B | Electrician | Labour to inground tape | 0.01 | hrs | =GetRate("LAB1",$A26,2) | 0.6 | =PRODUCT(C26*E26,F26) | =G26
B | Electrician | Labour to cable sign | 0.15 | hrs | =GetRate("LAB1",$A27,2) | 0.033333 | =PRODUCT(C27*E27,F27) | =G27
B | Electrician | Labour to termination | 1 | hrs | =GetRate("LAB1",$A28,2) | 0.066667 | =PRODUCT(C28*E28,F28) | =G28
B | Electrician | Labour to crimp lug | 0.5 | hrs | =GetRate("LAB1",$A29,2) | 0.8 | =PRODUCT(C29*E29,F29) | =G29
B | Electrician | Labour to gland | 0.2 | hrs | =GetRate("LAB1",$A30,2) | 0.8 | =PRODUCT(C30*E30,F30) | =G30
B | Electrician | Labour to cable tray | 0.35 | hrs | =GetRate("LAB1",$A31,2) | 0.4 | =PRODUCT(C31*E31,F31) | =G31
B | Trench_002 | Trenching for cables, 600 deep | 1 | m | =GetRate("ELE",$A32,2) | 0.6 | =PRODUCT(C32*E32,F32) | =G32
B |  | Margin | =GetValue("Builders margin",3) | % | =SubTotal(G1:G32) | 1 | =PRODUCT(C33*E33,F33) | =G33
B |  | Cable tray should be 600mm, rate required
I | T33.04.061 | Hospital | T33.04_ELE_Service Mains: Underground, Copper
I | T33.04.064 | Small, 200A/Phase | T33.04_ELE_Service Mains: Underground, Copper | m
B | LVXLPE_64650 | Low Voltage XLPE_70_Cu, XLPE insulated, PVC sheathed_ | 4 | m | =GetRate("ELE",$A1,2) | 1 | =PRODUCT(C1*E1,F1) | =G1
B |  | Electrical Cable Discount | =GetValue("Discount ELE Cable High",3) | % | =SubTotal(G1:G1) | 1 | =PRODUCT(C2*E2,F2) | =G2
B | BCW_12240 | Building Conduit Wires_50_Cu, pvc insulated_ | 1 | m | =GetRate("ELE",$A3,2) | 1 | =PRODUCT(C3*E3,F3) | =G3
B |  | Electrical Cable Discount | =GetValue("Discount ELE Cable High",3) | % | =SubTotal(G3:G3) | 1 | =PRODUCT(C4*E4,F4) | =G4
B | CLIP_0070 | 100mm pvc duct In Ground Fittings | 0.44444 | m | =GetRate("ELE",$A5,2) | 1 | =PRODUCT(C5*E5,F5) | =G5
B |  | Electrical Fitting Discount | =GetValue("Discount ELE Fitting",3) | % | =SubTotal(G5:G5) | 1 | =PRODUCT(C6*E6,F6) | =G6
B | CLIP_0076 | 100mm pvc bend 45 degree In Ground Fittings | 0.044444 | No | =GetRate("ELE",$A7,2) | 1 | =PRODUCT(C7*E7,F7) | =G7
B |  | Electrical Fitting Discount | =GetValue("Discount ELE Fitting",3) | % | =SubTotal(G7:G7) | 1 | =PRODUCT(C8*E8,F8) | =G8
B | CLIP_0064 | Danger tape In Ground Fittings | 0.4 | m | =GetRate("ELE",$A9,2) | 1 | =PRODUCT(C9*E9,F9) | =G9
B |  | Electrical General Discount | =GetValue("Discount ELE General",3) | % | =SubTotal(G9:G9) | 1 | =PRODUCT(C10*E10,F10) | =G10
B | CLIP_0082 | Underground cable sign Danger In Ground Fittings | 0.022222 | No | =GetRate("ELE",$A11,2) | 1 | =PRODUCT(C11*E11,F11) | =G11
B |  | Electrical General Discount | =GetValue("Discount ELE General",3) | % | =SubTotal(G11:G11) | 1 | =PRODUCT(C12*E12,F12) | =G12
B | Terminate_002 | Termination major | 0.044444 | No | =GetRate("ELE",$A13,2) | 1 | =PRODUCT(C13*E13,F13) | =G13
B |  | Electrical General Discount | =GetValue("Discount ELE General",3) | % | =SubTotal(G13:G13) | 1 | =PRODUCT(C14*E14,F14) | =G14
B | CRMP_0025 | 70mm crimp lug | 0.17778 | No | =GetRate("ELE",$A15,2) | 1 | =PRODUCT(C15*E15,F15) | =G15
B |  | Electrical General Discount | =GetValue("Discount ELE General",3) | % | =SubTotal(G15:G15) | 1 | =PRODUCT(C16*E16,F16) | =G16
B | Gland_013 | Compression Gland 20.5mm | 0.17778 | No | =GetRate("ELE",$A17,2) | 1 | =PRODUCT(C17*E17,F17) | =G17
B |  | Electrical General Discount | =GetValue("Discount ELE General",3) | % | =SubTotal(G17:G17) | 1 | =PRODUCT(C18*E18,F18) | =G18
B | UNI_0010 | Galv Cable Tray 300mm | 0.26667 | No | =GetRate("ELE",$A19,2) | 1 | =PRODUCT(C19*E19,F19) | =G19
B |  | Electrical General Discount | =GetValue("Discount ELE General",3) | % | =SubTotal(G19:G19) | 1 | =PRODUCT(C20*E20,F20) | =G20
B |  | Electrical Waste and Fixings, high to cover suspension brackets | =GetValue("Waste 15%",3) | % | =SubTotal(G1:G20) | 1 | =PRODUCT(C21*E21,F21) | =G21
B | Electrician | Labour to cable | 0.2 | hrs | =GetRate("LAB1",$A22,2) | 4 | =PRODUCT(C22*E22,F22) | =G22
B | Electrician | Labour to building conduit wires | 0.08 | hrs | =GetRate("LAB1",$A23,2) | 1 | =PRODUCT(C23*E23,F23) | =G23
B | Electrician | Labour to duct | 0.15 | hrs | =GetRate("LAB1",$A24,2) | 0.44444 | =PRODUCT(C24*E24,F24) | =G24
B | Electrician | Labour to duct fittings | 0.25 | hrs | =GetRate("LAB1",$A25,2) | 0.4 | =PRODUCT(C25*E25,F25) | =G25
B | Electrician | Labour to inground tape | 0.01 | hrs | =GetRate("LAB1",$A26,2) | 0.4 | =PRODUCT(C26*E26,F26) | =G26
B | Electrician | Labour to cable sign | 0.15 | hrs | =GetRate("LAB1",$A27,2) | 0.022222 | =PRODUCT(C27*E27,F27) | =G27
B | Electrician | Labour to termination | 1 | hrs | =GetRate("LAB1",$A28,2) | 0.044444 | =PRODUCT(C28*E28,F28) | =G28
B | Electrician | Labour to crimp lug | 0.2 | hrs | =GetRate("LAB1",$A29,2) | 0.53333 | =PRODUCT(C29*E29,F29) | =G29
B | Electrician | Labour to gland | 0.12 | hrs | =GetRate("LAB1",$A30,2) | 0.53333 | =PRODUCT(C30*E30,F30) | =G30
B | Electrician | Labour to cable tray | 0.3 | hrs | =GetRate("LAB1",$A31,2) | 0.55556 | =PRODUCT(C31*E31,F31) | =G31
B | Trench_002 | Trenching for cables, 600 deep | 1 | m | =GetRate("ELE",$A32,2) | 0.44444 | =PRODUCT(C32*E32,F32) | =G32
B |  | Margin | =GetValue("Builders margin",3) | % | =SubTotal(G1:G32) | 1 | =PRODUCT(C33*E33,F33) | =G33
B |  | Cable tray should be 600mm, rate required
I | T33.04.067 | Medium, 800A/Phase | T33.04_ELE_Service Mains: Underground, Copper | m
B | LVXLPE_64790 | Low Voltage XLPE_400_Cu, XLPE insulated, PVC sheathed_ | 8 | m | =GetRate("ELE",$A1,2) | 1 | =PRODUCT(C1*E1,F1) | =G1
B |  | Electrical Cable Discount | =GetValue("Discount ELE Cable High",3) | % | =SubTotal(G1:G1) | 1 | =PRODUCT(C2*E2,F2) | =G2
B | CLIP_0070 | 100mm pvc duct In Ground Fittings | 0.83333 | m | =GetRate("ELE",$A3,2) | 1 | =PRODUCT(C3*E3,F3) | =G3
B |  | Electrical Fitting Discount | =GetValue("Discount ELE Fitting",3) | % | =SubTotal(G3:G3) | 1 | =PRODUCT(C4*E4,F4) | =G4
B | CLIP_0076 | 100mm pvc bend 45 degree In Ground Fittings | 0.066667 | no | =GetRate("ELE",$A5,2) | 1 | =PRODUCT(C5*E5,F5) | =G5
B |  | Electrical Fitting Discount | =GetValue("Discount ELE Fitting",3) | % | =SubTotal(G5:G5) | 1 | =PRODUCT(C6*E6,F6) | =G6
B | CLIP_0064 | Danger tape In Ground Fittings | 0.83333 | m | =GetRate("ELE",$A7,2) | 1 | =PRODUCT(C7*E7,F7) | =G7
B |  | Electrical General Discount | =GetValue("Discount ELE General",3) | % | =SubTotal(G7:G7) | 1 | =PRODUCT(C8*E8,F8) | =G8
B | CLIP_0082 | Underground cable sign Danger In Ground Fittings | 0.028571 | No | =GetRate("ELE",$A9,2) | 1 | =PRODUCT(C9*E9,F9) | =G9
B |  | Electrical General Discount | =GetValue("Discount ELE General",3) | % | =SubTotal(G9:G9) | 1 | =PRODUCT(C10*E10,F10) | =G10
B | Terminate_002 | Termination major | 0.066667 | No | =GetRate("ELE",$A11,2) | 1 | =PRODUCT(C11*E11,F11) | =G11
B |  | Electrical General Discount | =GetValue("Discount ELE General",3) | % | =SubTotal(G11:G11) | 1 | =PRODUCT(C12*E12,F12) | =G12
B | CRMP_0046 | 400mm crimp lug | 0.53333 | No | =GetRate("ELE",$A13,2) | 1 | =PRODUCT(C13*E13,F13) | =G13
B |  | Electrical General Discount | =GetValue("Discount ELE General",3) | % | =SubTotal(G13:G13) | 1 | =PRODUCT(C14*E14,F14) | =G14
B | Gland_019 | Compression Gland 34.5mm | 0.26667 | No | =GetRate("ELE",$A15,2) | 1 | =PRODUCT(C15*E15,F15) | =G15
B |  | Electrical General Discount | =GetValue("Discount ELE General",3) | % | =SubTotal(G15:G15) | 1 | =PRODUCT(C16*E16,F16) | =G16
B | UNI_0010 | Galv Cable Tray 300mm | 0.4 | No | =GetRate("ELE",$A17,2) | 1 | =PRODUCT(C17*E17,F17) | =G17
B |  | Electrical General Discount | =GetValue("Discount ELE General",3) | % | =SubTotal(G17:G17) | 1 | =PRODUCT(C18*E18,F18) | =G18
B |  | Electrical Waste and Fixings, high to cover suspension brackets | =GetValue("Waste 15%",3) | % | =SubTotal(G1:G18) | 1 | =PRODUCT(C19*E19,F19) | =G19
B | Electrician | Labour to cable | 0.3 | hrs | =GetRate("LAB1",$A20,2) | 8 | =PRODUCT(C20*E20,F20) | =G20
B | Electrician | Labour to duct | 0.15 | hrs | =GetRate("LAB1",$A21,2) | 0.83333 | =PRODUCT(C21*E21,F21) | =G21
B | Electrician | Labour to duct fittings | 0.25 | hrs | =GetRate("LAB1",$A22,2) | 0.066667 | =PRODUCT(C22*E22,F22) | =G22
B | Electrician | Labour to inground tape | 0.01 | hrs | =GetRate("LAB1",$A23,2) | 0.83333 | =PRODUCT(C23*E23,F23) | =G23
B | Electrician | Labour to cable sign | 0.15 | hrs | =GetRate("LAB1",$A24,2) | 0.028571 | =PRODUCT(C24*E24,F24) | =G24
B | Electrician | Labour to termination | 1 | hrs | =GetRate("LAB1",$A25,2) | 0.066667 | =PRODUCT(C25*E25,F25) | =G25
B | Electrician | Labour to crimp lug | 0.25 | hrs | =GetRate("LAB1",$A26,2) | 0.53333 | =PRODUCT(C26*E26,F26) | =G26
B | Electrician | Labour to gland | 0.12 | hrs | =GetRate("LAB1",$A27,2) | 0.26667 | =PRODUCT(C27*E27,F27) | =G27
B | Electrician | Labour to cable tray | 0.3 | hrs | =GetRate("LAB1",$A28,2) | 0.4 | =PRODUCT(C28*E28,F28) | =G28
B | Trench_002 | Trenching for cables, 600 deep | 1 | m | =GetRate("ELE",$A29,2) | 0.83333 | =PRODUCT(C29*E29,F29) | =G29
B |  | Margin | =GetValue("Builders margin",3) | % | =SubTotal(G1:G29) | 1 | =PRODUCT(C30*E30,F30) | =G30
I | T33.04.070 | Large, 2 x 1000A/Phase | T33.04_ELE_Service Mains: Underground, Copper | m
B | LVXLPE_64830 | Low Voltage XLPE_630_Cu, XLPE insulated, PVC sheathed_ | 9 | m | =GetRate("ELE",$A1,2) | 1 | =PRODUCT(C1*E1,F1) | =G1
B |  | Electrical Cable Discount | =GetValue("Discount ELE Cable High",3) | % | =SubTotal(G1:G1) | 1 | =PRODUCT(C2*E2,F2) | =G2
B | BCW_12320 | Building Conduit Wires_150_Cu, pvc insulated_ | 4 | m | =GetRate("ELE",$A3,2) | 1 | =PRODUCT(C3*E3,F3) | =G3
B |  | Electrical Cable Discount | =GetValue("Discount ELE Cable High",3) | % | =SubTotal(G3:G3) | 1 | =PRODUCT(C4*E4,F4) | =G4
B | CLIP_0073 | 150mm pvc duct In Ground Fittings | 0.6 | m | =GetRate("ELE",$A5,2) | 1 | =PRODUCT(C5*E5,F5) | =G5
B |  | Electrical Fitting Discount | =GetValue("Discount ELE Fitting",3) | % | =SubTotal(G5:G5) | 1 | =PRODUCT(C6*E6,F6) | =G6
B | CLIP_0079 | 150mm pvc bend 45 degree In Ground Fittings | 0.6 | m | =GetRate("ELE",$A7,2) | 1 | =PRODUCT(C7*E7,F7) | =G7
B |  | Electrical Fitting Discount | =GetValue("Discount ELE Fitting",3) | % | =SubTotal(G7:G7) | 1 | =PRODUCT(C8*E8,F8) | =G8
B | CLIP_0064 | Danger tape In Ground Fittings | 0.6 | m | =GetRate("ELE",$A9,2) | 1 | =PRODUCT(C9*E9,F9) | =G9
B |  | Electrical General Discount | =GetValue("Discount ELE General",3) | % | =SubTotal(G9:G9) | 1 | =PRODUCT(C10*E10,F10) | =G10
B | CLIP_0082 | Underground cable sign Danger In Ground Fittings | 0.033333 | No | =GetRate("ELE",$A11,2) | 1 | =PRODUCT(C11*E11,F11) | =G11
B |  | Electrical General Discount | =GetValue("Discount ELE General",3) | % | =SubTotal(G11:G11) | 1 | =PRODUCT(C12*E12,F12) | =G12
B | Terminate_002 | Termination major | 0.066667 | No | =GetRate("ELE",$A13,2) | 1 | =PRODUCT(C13*E13,F13) | =G13
B |  | Electrical General Discount | =GetValue("Discount ELE General",3) | % | =SubTotal(G13:G13) | 1 | =PRODUCT(C14*E14,F14) | =G14
B | CRMP_0052 | 630mm crimp lug | 1.0667 | No | =GetRate("ELE",$A15,2) | 1 | =PRODUCT(C15*E15,F15) | =G15
B |  | Electrical General Discount | =GetValue("Discount ELE General",3) | % | =SubTotal(G15:G15) | 1 | =PRODUCT(C16*E16,F16) | =G16
B | Gland_022 | Compression Gland 43.5mm | 1.0667 | No | =GetRate("ELE",$A17,2) | 1 | =PRODUCT(C17*E17,F17) | =G17
B |  | Electrical General Discount | =GetValue("Discount ELE General",3) | % | =SubTotal(G17:G17) | 1 | =PRODUCT(C18*E18,F18) | =G18
B | UNI_0013 | Galv Cable Tray 450mm | 0.6 | No | =GetRate("ELE",$A19,2) | 1 | =PRODUCT(C19*E19,F19) | =G19
B |  | Electrical General Discount | =GetValue("Discount ELE General",3) | % | =SubTotal(G19:G19) | 1 | =PRODUCT(C20*E20,F20) | =G20
B |  | Electrical Waste and Fixings, high to cover suspension brackets | =GetValue("Waste 15%",3) | % | =SubTotal(G1:G20) | 1 | =PRODUCT(C21*E21,F21) | =G21
B | Electrician | Labour to cable | 0.4 | hrs | =GetRate("LAB1",$A22,2) | 9 | =PRODUCT(C22*E22,F22) | =G22
B | Electrician | Labour to building conduit wires | 0.1 | hrs | =GetRate("LAB1",$A23,2) | 4 | =PRODUCT(C23*E23,F23) | =G23
B | Electrician | Labour to duct | 0.15 | hrs | =GetRate("LAB1",$A24,2) | 0.6 | =PRODUCT(C24*E24,F24) | =G24
B | Electrician | Labour to duct fittings | 0.25 | hrs | =GetRate("LAB1",$A25,2) | 0.6 | =PRODUCT(C25*E25,F25) | =G25
B | Electrician | Labour to inground tape | 0.01 | hrs | =GetRate("LAB1",$A26,2) | 0.6 | =PRODUCT(C26*E26,F26) | =G26
B | Electrician | Labour to cable sign | 0.15 | hrs | =GetRate("LAB1",$A27,2) | 0.033333 | =PRODUCT(C27*E27,F27) | =G27
B | Electrician | Labour to termination | 1 | hrs | =GetRate("LAB1",$A28,2) | 0.066667 | =PRODUCT(C28*E28,F28) | =G28
B | Electrician | Labour to crimp lug | 0.5 | hrs | =GetRate("LAB1",$A29,2) | 1.0667 | =PRODUCT(C29*E29,F29) | =G29
B | Electrician | Labour to gland | 0.2 | hrs | =GetRate("LAB1",$A30,2) | 1.0667 | =PRODUCT(C30*E30,F30) | =G30
B | Electrician | Labour to cable tray | 0.35 | hrs | =GetRate("LAB1",$A31,2) | 0.6 | =PRODUCT(C31*E31,F31) | =G31
B | Trench_002 | Trenching for cables, 600 deep | 1 | m | =GetRate("ELE",$A32,2) | 0.6 | =PRODUCT(C32*E32,F32) | =G32
B |  | Margin | =GetValue("Builders margin",3) | % | =SubTotal(G1:G32) | 1 | =PRODUCT(C33*E33,F33) | =G33
B |  | Cable tray should be 600mm, rate required
I | T33.04.073 | Primary School | T33.04_ELE_Service Mains: Underground, Copper
I | T33.04.076 | Small/medium, 100A/Phase | T33.04_ELE_Service Mains: Underground, Copper | m
B | NSC_17920 | 25mm² 3C Xlpe Ins + Neutral Screen Black_Soft Drawn Copper Conductors, Insulated, Copper Neutral Screen, PVC Sheathed, | 1 | m | =GetRate("ELE",$A1,2) | 1 | =PRODUCT(C1*E1,F1) | =G1
B |  | Electrical Cable Discount | =GetValue("Discount ELE Cable High",3) | % | =SubTotal(G1:G1) | 1 | =PRODUCT(C2*E2,F2) | =G2
B | PM_36ELE_007 | CONDUIT IMPEL 4M MARO132G | 0.1 | m | =GetRate("SUP1",$A3,2) | 0.25 | =PRODUCT(C3*E3,F3) | =G3
B |  | Electrical General Discount | =GetValue("Discount ELE General",3) | % | =SubTotal(G3:G3) | 1 | =PRODUCT(C4*E4,F4) | =G4
B | PM_36ELE_016 | CONDUIT IMPEL PLAIN BEND MAR1232G | 0.1 | m | =GetRate("SUP1",$A5,2) | 1 | =PRODUCT(C5*E5,F5) | =G5
B |  | Electrical Fitting Discount | =GetValue("Discount ELE General",3) | % | =SubTotal(G5:G5) | 1 | =PRODUCT(C6*E6,F6) | =G6
B | CLIP_0064 | Danger tape In Ground Fittings | 1 | m | =GetRate("ELE",$A7,2) | 1 | =PRODUCT(C7*E7,F7) | =G7
B |  | Electrical General Discount | =GetValue("Discount ELE General",3) | % | =SubTotal(G7:G7) | 1 | =PRODUCT(C8*E8,F8) | =G8
B | CLIP_0082 | Underground cable sign Danger In Ground Fittings | 0.033333 | No | =GetRate("ELE",$A9,2) | 1 | =PRODUCT(C9*E9,F9) | =G9
B |  | Electrical General Discount | =GetValue("Discount ELE General",3) | % | =SubTotal(G9:G9) | 1 | =PRODUCT(C10*E10,F10) | =G10
B | Terminate_003 | Termination P & Seal | 0.033333 | No | =GetRate("ELE",$A11,2) | 1 | =PRODUCT(C11*E11,F11) | =G11
B |  | Electrical General Discount | =GetValue("Discount ELE General",3) | % | =SubTotal(G11:G11) | 1 | =PRODUCT(C12*E12,F12) | =G12
B | CRMP_0013 | 16mm crimp lug | 0.33333 | No | =GetRate("ELE",$A13,2) | 1 | =PRODUCT(C13*E13,F13) | =G13
B |  | Electrical General Discount | =GetValue("Discount ELE General",3) | % | =SubTotal(G13:G13) | 1 | =PRODUCT(C14*E14,F14) | =G14
B |  | Electrical Waste and Fixings | =GetValue("Waste 7.5%",3) | % | =SubTotal(G1:G14) | 1 | =PRODUCT(C15*E15,F15) | =G15
B | Electrician | Labour to cable | 0.2 | hrs | =GetRate("LAB1",$A16,2) | 1 | =PRODUCT(C16*E16,F16) | =G16
B | Electrician | Labour to duct | 0.12 | hrs | =GetRate("LAB1",$A17,2) | 0.1 | =PRODUCT(C17*E17,F17) | =G17
B | Electrician | Labour to duct fittings | 0.2 | hrs | =GetRate("LAB1",$A18,2) | 0.1 | =PRODUCT(C18*E18,F18) | =G18
B | Electrician | Labour to inground tape | 0.01 | hrs | =GetRate("LAB1",$A19,2) | 1 | =PRODUCT(C19*E19,F19) | =G19
B | Electrician | Labour to cable sign | 0.15 | hrs | =GetRate("LAB1",$A20,2) | 0.033333 | =PRODUCT(C20*E20,F20) | =G20
B | Electrician | Labour to termination | 0.5 | hrs | =GetRate("LAB1",$A21,2) | 0.033333 | =PRODUCT(C21*E21,F21) | =G21
B | Electrician | Labour to crimp lug | 0.15 | hrs | =GetRate("LAB1",$A22,2) | 0.33333 | =PRODUCT(C22*E22,F22) | =G22
B | Trench_002 | Trenching for cables, 600 deep | 1 | m | =GetRate("ELE",$A23,2) | 1 | =PRODUCT(C23*E23,F23) | =G23
B |  | Margin | =GetValue("Builders margin",3) | % | =SubTotal(G1:G23) | 1 | =PRODUCT(C24*E24,F24) | =G24
I | T33.04.079 | Large, 250A/Phase | T33.04_ELE_Service Mains: Underground, Copper | m
B | LVXLPE_64670 | Low Voltage XLPE_95_Cu, XLPE insulated, PVC sheathed_ | 4 | m | =GetRate("ELE",$A1,2) | 1 | =PRODUCT(C1*E1,F1) | =G1
B |  | Electrical Cable Discount | =GetValue("Discount ELE Cable High",3) | % | =SubTotal(G1:G1) | 1 | =PRODUCT(C2*E2,F2) | =G2
B | BCW_12260 | Building Conduit Wires_70_Cu, pvc insulated_ | 1 | m | =GetRate("ELE",$A3,2) | 1 | =PRODUCT(C3*E3,F3) | =G3
B |  | Electrical Cable Discount | =GetValue("Discount ELE Cable High",3) | % | =SubTotal(G3:G3) | 1 | =PRODUCT(C4*E4,F4) | =G4
B | CLIP_0070 | 100mm pvc duct In Ground Fittings | 0.44444 | m | =GetRate("ELE",$A5,2) | 1 | =PRODUCT(C5*E5,F5) | =G5
B |  | Electrical Fitting Discount | =GetValue("Discount ELE Fitting",3) | % | =SubTotal(G5:G5) | 1 | =PRODUCT(C6*E6,F6) | =G6
B | CLIP_0076 | 100mm pvc bend 45 degree In Ground Fittings | 0.066667 | No | =GetRate("ELE",$A7,2) | 1 | =PRODUCT(C7*E7,F7) | =G7
B |  | Electrical Fitting Discount | =GetValue("Discount ELE Fitting",3) | % | =SubTotal(G7:G7) | 1 | =PRODUCT(C8*E8,F8) | =G8
B | CLIP_0064 | Danger tape In Ground Fittings | 0.44444 | m | =GetRate("ELE",$A9,2) | 1 | =PRODUCT(C9*E9,F9) | =G9
B |  | Electrical General Discount | =GetValue("Discount ELE General",3) | % | =SubTotal(G9:G9) | 1 | =PRODUCT(C10*E10,F10) | =G10
B | CLIP_0082 | Underground cable sign Danger In Ground Fittings | 0.022222 | No | =GetRate("ELE",$A11,2) | 1 | =PRODUCT(C11*E11,F11) | =G11
B |  | Electrical General Discount | =GetValue("Discount ELE General",3) | % | =SubTotal(G11:G11) | 1 | =PRODUCT(C12*E12,F12) | =G12
B | Terminate_002 | Termination major | 0.044444 | No | =GetRate("ELE",$A13,2) | 1 | =PRODUCT(C13*E13,F13) | =G13
B |  | Electrical General Discount | =GetValue("Discount ELE General",3) | % | =SubTotal(G13:G13) | 1 | =PRODUCT(C14*E14,F14) | =G14
B | CRMP_0028 | 95mm crimp lug | 0.17778 | No | =GetRate("ELE",$A15,2) | 1 | =PRODUCT(C15*E15,F15) | =G15
B |  | Electrical General Discount | =GetValue("Discount ELE General",3) | % | =SubTotal(G15:G15) | 1 | =PRODUCT(C16*E16,F16) | =G16
B | Gland_013 | Compression Gland 20.5mm | 0.17778 | No | =GetRate("ELE",$A17,2) | 1 | =PRODUCT(C17*E17,F17) | =G17
B |  | Electrical General Discount | =GetValue("Discount ELE General",3) | % | =SubTotal(G17:G17) | 1 | =PRODUCT(C18*E18,F18) | =G18
B | UNI_0010 | Galv Cable Tray 300mm | 0.55556 | No | =GetRate("ELE",$A19,2) | 1 | =PRODUCT(C19*E19,F19) | =G19
B |  | Electrical General Discount | =GetValue("Discount ELE General",3) | % | =SubTotal(G19:G19) | 1 | =PRODUCT(C20*E20,F20) | =G20
B |  | Electrical Waste and Fixings, high to cover suspension brackets | =GetValue("Waste 15%",3) | % | =SubTotal(G1:G20) | 1 | =PRODUCT(C21*E21,F21) | =G21
B | Electrician | Labour to cable | 0.2 | hrs | =GetRate("LAB1",$A22,2) | 4 | =PRODUCT(C22*E22,F22) | =G22
B | Electrician | Labour to building conduit wires | 0.1 | hrs | =GetRate("LAB1",$A23,2) | 1 | =PRODUCT(C23*E23,F23) | =G23
B | Electrician | Labour to duct | 0.15 | hrs | =GetRate("LAB1",$A24,2) | 0.44444 | =PRODUCT(C24*E24,F24) | =G24
B | Electrician | Labour to duct fittings | 0.25 | hrs | =GetRate("LAB1",$A25,2) | 0.066667 | =PRODUCT(C25*E25,F25) | =G25
B | Electrician | Labour to inground tape | 0.01 | hrs | =GetRate("LAB1",$A26,2) | 0.44444 | =PRODUCT(C26*E26,F26) | =G26
B | Electrician | Labour to cable sign | 0.15 | hrs | =GetRate("LAB1",$A27,2) | 0.022222 | =PRODUCT(C27*E27,F27) | =G27
B | Electrician | Labour to termination | 1 | hrs | =GetRate("LAB1",$A28,2) | 0.044444 | =PRODUCT(C28*E28,F28) | =G28
B | Electrician | Labour to crimp lug | 0.2 | hrs | =GetRate("LAB1",$A29,2) | 0.17778 | =PRODUCT(C29*E29,F29) | =G29
B | Electrician | Labour to gland | 0.12 | hrs | =GetRate("LAB1",$A30,2) | 0.17778 | =PRODUCT(C30*E30,F30) | =G30
B | Electrician | Labour to cable tray | 0.3 | hrs | =GetRate("LAB1",$A31,2) | 0.55556 | =PRODUCT(C31*E31,F31) | =G31
B | Trench_002 | Trenching for cables, 600 deep | 1 | m | =GetRate("ELE",$A32,2) | 0.44444 | =PRODUCT(C32*E32,F32) | =G32
B |  | Margin | =GetValue("Builders margin",3) | % | =SubTotal(G1:G32) | 1 | =PRODUCT(C33*E33,F33) | =G33
B |  | Cable tray should be 600mm, rate required
I | T33.04.082 | High School | T33.04_ELE_Service Mains: Underground, Copper
I | T33.04.085 | Small, 200A/Phase | T33.04_ELE_Service Mains: Underground, Copper | m
B | LVXLPE_64650 | Low Voltage XLPE_70_Cu, XLPE insulated, PVC sheathed_ | 4 | m | =GetRate("ELE",$A1,2) | 1 | =PRODUCT(C1*E1,F1) | =G1
B |  | Electrical Cable Discount | =GetValue("Discount ELE Cable High",3) | % | =SubTotal(G1:G1) | 1 | =PRODUCT(C2*E2,F2) | =G2
B | BCW_12240 | Building Conduit Wires_50_Cu, pvc insulated_ | 1 | m | =GetRate("ELE",$A3,2) | 1 | =PRODUCT(C3*E3,F3) | =G3
B |  | Electrical Cable Discount | =GetValue("Discount ELE Cable High",3) | % | =SubTotal(G3:G3) | 1 | =PRODUCT(C4*E4,F4) | =G4
B | CLIP_0070 | 100mm pvc duct In Ground Fittings | 0.44444 | m | =GetRate("ELE",$A5,2) | 1 | =PRODUCT(C5*E5,F5) | =G5
B |  | Electrical Fitting Discount | =GetValue("Discount ELE Fitting",3) | % | =SubTotal(G5:G5) | 1 | =PRODUCT(C6*E6,F6) | =G6
B | CLIP_0076 | 100mm pvc bend 45 degree In Ground Fittings | 0.066667 | No | =GetRate("ELE",$A7,2) | 1 | =PRODUCT(C7*E7,F7) | =G7
B |  | Electrical Fitting Discount | =GetValue("Discount ELE Fitting",3) | % | =SubTotal(G7:G7) | 1 | =PRODUCT(C8*E8,F8) | =G8
B | CLIP_0064 | Danger tape In Ground Fittings | 0.44444 | m | =GetRate("ELE",$A9,2) | 1 | =PRODUCT(C9*E9,F9) | =G9
B |  | Electrical General Discount | =GetValue("Discount ELE General",3) | % | =SubTotal(G9:G9) | 1 | =PRODUCT(C10*E10,F10) | =G10
B | CLIP_0082 | Underground cable sign Danger In Ground Fittings | 0.022222 | No | =GetRate("ELE",$A11,2) | 1 | =PRODUCT(C11*E11,F11) | =G11
B |  | Electrical General Discount | =GetValue("Discount ELE General",3) | % | =SubTotal(G11:G11) | 1 | =PRODUCT(C12*E12,F12) | =G12
B | Terminate_002 | Termination major | 0.044444 | No | =GetRate("ELE",$A13,2) | 1 | =PRODUCT(C13*E13,F13) | =G13
B |  | Electrical General Discount | =GetValue("Discount ELE General",3) | % | =SubTotal(G13:G13) | 1 | =PRODUCT(C14*E14,F14) | =G14
B | CRMP_0025 | 70mm crimp lug | 0.17778 | No | =GetRate("ELE",$A15,2) | 1 | =PRODUCT(C15*E15,F15) | =G15
B |  | Electrical General Discount | =GetValue("Discount ELE General",3) | % | =SubTotal(G15:G15) | 1 | =PRODUCT(C16*E16,F16) | =G16
B | Gland_013 | Compression Gland 20.5mm | 0.17778 | No | =GetRate("ELE",$A17,2) | 1 | =PRODUCT(C17*E17,F17) | =G17
B |  | Electrical General Discount | =GetValue("Discount ELE General",3) | % | =SubTotal(G17:G17) | 1 | =PRODUCT(C18*E18,F18) | =G18
B | UNI_0010 | Galv Cable Tray 300mm | 0.55556 | No | =GetRate("ELE",$A19,2) | 1 | =PRODUCT(C19*E19,F19) | =G19
B |  | Electrical General Discount | =GetValue("Discount ELE General",3) | % | =SubTotal(G19:G19) | 1 | =PRODUCT(C20*E20,F20) | =G20
B |  | Electrical Waste and Fixings, high to cover suspension brackets | =GetValue("Waste 15%",3) | % | =SubTotal(G1:G20) | 1 | =PRODUCT(C21*E21,F21) | =G21
B | Electrician | Labour to cable | 0.2 | hrs | =GetRate("LAB1",$A22,2) | 4 | =PRODUCT(C22*E22,F22) | =G22
B | Electrician | Labour to building conduit wires | 0.08 | hrs | =GetRate("LAB1",$A23,2) | 1 | =PRODUCT(C23*E23,F23) | =G23
B | Electrician | Labour to duct | 0.15 | hrs | =GetRate("LAB1",$A24,2) | 0.44444 | =PRODUCT(C24*E24,F24) | =G24
B | Electrician | Labour to duct fittings | 0.25 | hrs | =GetRate("LAB1",$A25,2) | 0.066667 | =PRODUCT(C25*E25,F25) | =G25
B | Electrician | Labour to inground tape | 0.01 | hrs | =GetRate("LAB1",$A26,2) | 0.44444 | =PRODUCT(C26*E26,F26) | =G26
B | Electrician | Labour to cable sign | 0.15 | hrs | =GetRate("LAB1",$A27,2) | 0.022222 | =PRODUCT(C27*E27,F27) | =G27
B | Electrician | Labour to termination | 1 | hrs | =GetRate("LAB1",$A28,2) | 0.044444 | =PRODUCT(C28*E28,F28) | =G28
B | Electrician | Labour to crimp lug | 0.2 | hrs | =GetRate("LAB1",$A29,2) | 0.17778 | =PRODUCT(C29*E29,F29) | =G29
B | Electrician | Labour to gland | 0.12 | hrs | =GetRate("LAB1",$A30,2) | 0.17778 | =PRODUCT(C30*E30,F30) | =G30
B | Electrician | Labour to cable tray | 0.3 | hrs | =GetRate("LAB1",$A31,2) | 0.55556 | =PRODUCT(C31*E31,F31) | =G31
B | Trench_002 | Trenching for cables, 600 deep | 1 | m | =GetRate("ELE",$A32,2) | 0.44444 | =PRODUCT(C32*E32,F32) | =G32
B |  | Margin | =GetValue("Builders margin",3) | % | =SubTotal(G1:G32) | 1 | =PRODUCT(C33*E33,F33) | =G33
B |  | Cable tray should be 600mm, rate required
I | T33.04.088 | Medium, 500A/Phase | T33.04_ELE_Service Mains: Underground, Copper | m
B | LVXLPE_64750 | Low Voltage XLPE_240_Cu, XLPE insulated, PVC sheathed_ | 4 | m | =GetRate("ELE",$A1,2) | 1 | =PRODUCT(C1*E1,F1) | =G1
B |  | Electrical Cable Discount | =GetValue("Discount ELE Cable High",3) | % | =SubTotal(G1:G1) | 1 | =PRODUCT(C2*E2,F2) | =G2
B | CLIP_0070 | 100mm pvc duct In Ground Fittings | 0.71429 | m | =GetRate("ELE",$A3,2) | 1 | =PRODUCT(C3*E3,F3) | =G3
B |  | Electrical Fitting Discount | =GetValue("Discount ELE Fitting",3) | % | =SubTotal(G3:G3) | 1 | =PRODUCT(C4*E4,F4) | =G4
B | CLIP_0076 | 100mm pvc bend 45 degree In Ground Fittings | 0.057143 | no | =GetRate("ELE",$A5,2) | 1 | =PRODUCT(C5*E5,F5) | =G5
B |  | Electrical Fitting Discount | =GetValue("Discount ELE Fitting",3) | % | =SubTotal(G5:G5) | 1 | =PRODUCT(C6*E6,F6) | =G6
B | CLIP_0064 | Danger tape In Ground Fittings | 0.71429 | m | =GetRate("ELE",$A7,2) | 1 | =PRODUCT(C7*E7,F7) | =G7
B |  | Electrical General Discount | =GetValue("Discount ELE General",3) | % | =SubTotal(G7:G7) | 1 | =PRODUCT(C8*E8,F8) | =G8
B | CLIP_0082 | Underground cable sign Danger In Ground Fittings | 0.028571 | No | =GetRate("ELE",$A9,2) | 1 | =PRODUCT(C9*E9,F9) | =G9
B |  | Electrical General Discount | =GetValue("Discount ELE General",3) | % | =SubTotal(G9:G9) | 1 | =PRODUCT(C10*E10,F10) | =G10
B | Terminate_002 | Termination major | 0.057143 | No | =GetRate("ELE",$A11,2) | 1 | =PRODUCT(C11*E11,F11) | =G11
B |  | Electrical General Discount | =GetValue("Discount ELE General",3) | % | =SubTotal(G11:G11) | 1 | =PRODUCT(C12*E12,F12) | =G12
B | CRMP_0040 | 240mm crimp lug | 0.22857 | No | =GetRate("ELE",$A13,2) | 1 | =PRODUCT(C13*E13,F13) | =G13
B |  | Electrical General Discount | =GetValue("Discount ELE General",3) | % | =SubTotal(G13:G13) | 1 | =PRODUCT(C14*E14,F14) | =G14
B | Gland_016 | Compression Gland 26.5mm | 0.22857 | No | =GetRate("ELE",$A15,2) | 1 | =PRODUCT(C15*E15,F15) | =G15
B |  | Electrical General Discount | =GetValue("Discount ELE General",3) | % | =SubTotal(G15:G15) | 1 | =PRODUCT(C16*E16,F16) | =G16
B | UNI_0010 | Galv Cable Tray 300mm | 0.34286 | No | =GetRate("ELE",$A17,2) | 1 | =PRODUCT(C17*E17,F17) | =G17
B |  | Electrical General Discount | =GetValue("Discount ELE General",3) | % | =SubTotal(G17:G17) | 1 | =PRODUCT(C18*E18,F18) | =G18
B |  | Electrical Waste and Fixings, high to cover suspension brackets | =GetValue("Waste 15%",3) | % | =SubTotal(G1:G18) | 1 | =PRODUCT(C19*E19,F19) | =G19
B | Electrician | Labour to cable | 0.3 | hrs | =GetRate("LAB1",$A20,2) | 4 | =PRODUCT(C20*E20,F20) | =G20
B | Electrician | Labour to duct | 0.15 | hrs | =GetRate("LAB1",$A21,2) | 0.71429 | =PRODUCT(C21*E21,F21) | =G21
B | Electrician | Labour to duct fittings | 0.25 | hrs | =GetRate("LAB1",$A22,2) | 0.057143 | =PRODUCT(C22*E22,F22) | =G22
B | Electrician | Labour to inground tape | 0.01 | hrs | =GetRate("LAB1",$A23,2) | 0.71429 | =PRODUCT(C23*E23,F23) | =G23
B | Electrician | Labour to cable sign | 0.15 | hrs | =GetRate("LAB1",$A24,2) | 0.028571 | =PRODUCT(C24*E24,F24) | =G24
B | Electrician | Labour to termination | 1 | hrs | =GetRate("LAB1",$A25,2) | 0.057143 | =PRODUCT(C25*E25,F25) | =G25
B | Electrician | Labour to crimp lug | 0.25 | hrs | =GetRate("LAB1",$A26,2) | 0.22857 | =PRODUCT(C26*E26,F26) | =G26
B | Electrician | Labour to gland | 0.12 | hrs | =GetRate("LAB1",$A27,2) | 0.22857 | =PRODUCT(C27*E27,F27) | =G27
B | Electrician | Labour to cable tray | 0.3 | hrs | =GetRate("LAB1",$A28,2) | 0.34286 | =PRODUCT(C28*E28,F28) | =G28
B | Trench_002 | Trenching for cables, 600 deep | 1 | m | =GetRate("ELE",$A29,2) | 0.71429 | =PRODUCT(C29*E29,F29) | =G29
B |  | Margin | =GetValue("Builders margin",3) | % | =SubTotal(G1:G29) | 1 | =PRODUCT(C30*E30,F30) | =G30
I | T33.04.091 | Large, 800A/Phase | T33.04_ELE_Service Mains: Underground, Copper | m
B | LVXLPE_64790 | Low Voltage XLPE_400_Cu, XLPE insulated, PVC sheathed_ | 8 | m | =GetRate("ELE",$A1,2) | 1 | =PRODUCT(C1*E1,F1) | =G1
B |  | Electrical Cable Discount | =GetValue("Discount ELE Cable High",3) | % | =SubTotal(G1:G1) | 1 | =PRODUCT(C2*E2,F2) | =G2
B | CLIP_0070 | 100mm pvc duct In Ground Fittings | 0.83333 | m | =GetRate("ELE",$A3,2) | 1 | =PRODUCT(C3*E3,F3) | =G3
B |  | Electrical Fitting Discount | =GetValue("Discount ELE Fitting",3) | % | =SubTotal(G3:G3) | 1 | =PRODUCT(C4*E4,F4) | =G4
B | CLIP_0076 | 100mm pvc bend 45 degree In Ground Fittings | 0.066667 | no | =GetRate("ELE",$A5,2) | 1 | =PRODUCT(C5*E5,F5) | =G5
B |  | Electrical Fitting Discount | =GetValue("Discount ELE Fitting",3) | % | =SubTotal(G5:G5) | 1 | =PRODUCT(C6*E6,F6) | =G6
B | CLIP_0064 | Danger tape In Ground Fittings | 0.83333 | m | =GetRate("ELE",$A7,2) | 1 | =PRODUCT(C7*E7,F7) | =G7
B |  | Electrical General Discount | =GetValue("Discount ELE General",3) | % | =SubTotal(G7:G7) | 1 | =PRODUCT(C8*E8,F8) | =G8
B | CLIP_0082 | Underground cable sign Danger In Ground Fittings | 0.028571 | No | =GetRate("ELE",$A9,2) | 1 | =PRODUCT(C9*E9,F9) | =G9
B |  | Electrical General Discount | =GetValue("Discount ELE General",3) | % | =SubTotal(G9:G9) | 1 | =PRODUCT(C10*E10,F10) | =G10
B | Terminate_002 | Termination major | 0.066667 | No | =GetRate("ELE",$A11,2) | 1 | =PRODUCT(C11*E11,F11) | =G11
B |  | Electrical General Discount | =GetValue("Discount ELE General",3) | % | =SubTotal(G11:G11) | 1 | =PRODUCT(C12*E12,F12) | =G12
B | CRMP_0046 | 400mm crimp lug | 0.53333 | No | =GetRate("ELE",$A13,2) | 1 | =PRODUCT(C13*E13,F13) | =G13
B |  | Electrical General Discount | =GetValue("Discount ELE General",3) | % | =SubTotal(G13:G13) | 1 | =PRODUCT(C14*E14,F14) | =G14
B | Gland_019 | Compression Gland 34.5mm | 0.26667 | No | =GetRate("ELE",$A15,2) | 1 | =PRODUCT(C15*E15,F15) | =G15
B |  | Electrical General Discount | =GetValue("Discount ELE General",3) | % | =SubTotal(G15:G15) | 1 | =PRODUCT(C16*E16,F16) | =G16
B | UNI_0010 | Galv Cable Tray 300mm | 0.4 | No | =GetRate("ELE",$A17,2) | 1 | =PRODUCT(C17*E17,F17) | =G17
B |  | Electrical General Discount | =GetValue("Discount ELE General",3) | % | =SubTotal(G17:G17) | 1 | =PRODUCT(C18*E18,F18) | =G18
B |  | Electrical Waste and Fixings, high to cover suspension brackets | =GetValue("Waste 15%",3) | % | =SubTotal(G1:G18) | 1 | =PRODUCT(C19*E19,F19) | =G19
B | Electrician | Labour to cable | 0.3 | hrs | =GetRate("LAB1",$A20,2) | 8 | =PRODUCT(C20*E20,F20) | =G20
B | Electrician | Labour to duct | 0.15 | hrs | =GetRate("LAB1",$A21,2) | 0.83333 | =PRODUCT(C21*E21,F21) | =G21
B | Electrician | Labour to duct fittings | 0.25 | hrs | =GetRate("LAB1",$A22,2) | 0.066667 | =PRODUCT(C22*E22,F22) | =G22
B | Electrician | Labour to inground tape | 0.01 | hrs | =GetRate("LAB1",$A23,2) | 0.83333 | =PRODUCT(C23*E23,F23) | =G23
B | Electrician | Labour to cable sign | 0.15 | hrs | =GetRate("LAB1",$A24,2) | 0.028571 | =PRODUCT(C24*E24,F24) | =G24
B | Electrician | Labour to termination | 1 | hrs | =GetRate("LAB1",$A25,2) | 0.066667 | =PRODUCT(C25*E25,F25) | =G25
B | Electrician | Labour to crimp lug | 0.25 | hrs | =GetRate("LAB1",$A26,2) | 0.53333 | =PRODUCT(C26*E26,F26) | =G26
B | Electrician | Labour to gland | 0.12 | hrs | =GetRate("LAB1",$A27,2) | 0.26667 | =PRODUCT(C27*E27,F27) | =G27
B | Electrician | Labour to cable tray | 0.3 | hrs | =GetRate("LAB1",$A28,2) | 0.4 | =PRODUCT(C28*E28,F28) | =G28
B | Trench_002 | Trenching for cables, 600 deep | 1 | m | =GetRate("ELE",$A29,2) | 0.83333 | =PRODUCT(C29*E29,F29) | =G29
B |  | Margin | =GetValue("Builders margin",3) | % | =SubTotal(G1:G29) | 1 | =PRODUCT(C30*E30,F30) | =G30
I | T33.04.094 | University | T33.04_ELE_Service Mains: Underground, Copper
I | T33.04.097 | Small, 300A/Phase | T33.04_ELE_Service Mains: Underground, Copper | m
B | LVXLPE_64710 | Low Voltage XLPE_150_Cu, XLPE insulated, PVC sheathed_ | 4 | m | =GetRate("ELE",$A1,2) | 1 | =PRODUCT(C1*E1,F1) | =G1
B |  | Electrical Cable Discount | =GetValue("Discount ELE Cable High",3) | % | =SubTotal(G1:G1) | 1 | =PRODUCT(C2*E2,F2) | =G2
B | CLIP_0070 | 100mm pvc duct In Ground Fittings | 0.71429 | m | =GetRate("ELE",$A3,2) | 1 | =PRODUCT(C3*E3,F3) | =G3
B |  | Electrical Fitting Discount | =GetValue("Discount ELE Fitting",3) | % | =SubTotal(G3:G3) | 1 | =PRODUCT(C4*E4,F4) | =G4
B | CLIP_0076 | 100mm pvc bend 45 degree In Ground Fittings | 0.057143 | no | =GetRate("ELE",$A5,2) | 1 | =PRODUCT(C5*E5,F5) | =G5
B |  | Electrical Fitting Discount | =GetValue("Discount ELE Fitting",3) | % | =SubTotal(G5:G5) | 1 | =PRODUCT(C6*E6,F6) | =G6
B | CLIP_0064 | Danger tape In Ground Fittings | 0.71429 | m | =GetRate("ELE",$A7,2) | 1 | =PRODUCT(C7*E7,F7) | =G7
B |  | Electrical General Discount | =GetValue("Discount ELE General",3) | % | =SubTotal(G7:G7) | 1 | =PRODUCT(C8*E8,F8) | =G8
B | CLIP_0082 | Underground cable sign Danger In Ground Fittings | 0.028571 | No | =GetRate("ELE",$A9,2) | 1 | =PRODUCT(C9*E9,F9) | =G9
B |  | Electrical General Discount | =GetValue("Discount ELE General",3) | % | =SubTotal(G9:G9) | 1 | =PRODUCT(C10*E10,F10) | =G10
B | Terminate_002 | Termination major | 0.057143 | No | =GetRate("ELE",$A11,2) | 1 | =PRODUCT(C11*E11,F11) | =G11
B |  | Electrical General Discount | =GetValue("Discount ELE General",3) | % | =SubTotal(G11:G11) | 1 | =PRODUCT(C12*E12,F12) | =G12
B | CRMP_0034 | 150mm crimp lug | 0.45714 | No | =GetRate("ELE",$A13,2) | 1 | =PRODUCT(C13*E13,F13) | =G13
B |  | Electrical General Discount | =GetValue("Discount ELE General",3) | % | =SubTotal(G13:G13) | 1 | =PRODUCT(C14*E14,F14) | =G14
B | Gland_016 | Compression Gland 26.5mm | 0.22857 | No | =GetRate("ELE",$A15,2) | 1 | =PRODUCT(C15*E15,F15) | =G15
B |  | Electrical General Discount | =GetValue("Discount ELE General",3) | % | =SubTotal(G15:G15) | 1 | =PRODUCT(C16*E16,F16) | =G16
B | UNI_0010 | Galv Cable Tray 300mm | 0.34286 | No | =GetRate("ELE",$A17,2) | 1 | =PRODUCT(C17*E17,F17) | =G17
B |  | Electrical General Discount | =GetValue("Discount ELE General",3) | % | =SubTotal(G17:G17) | 1 | =PRODUCT(C18*E18,F18) | =G18
B |  | Electrical Waste and Fixings, high to cover suspension brackets | =GetValue("Waste 15%",3) | % | =SubTotal(G1:G18) | 1 | =PRODUCT(C19*E19,F19) | =G19
B | Electrician | Labour to cable | 0.2 | hrs | =GetRate("LAB1",$A20,2) | 4 | =PRODUCT(C20*E20,F20) | =G20
B | Electrician | Labour to duct | 0.15 | hrs | =GetRate("LAB1",$A21,2) | 0.71429 | =PRODUCT(C21*E21,F21) | =G21
B | Electrician | Labour to duct fittings | 0.25 | hrs | =GetRate("LAB1",$A22,2) | 0.057143 | =PRODUCT(C22*E22,F22) | =G22
B | Electrician | Labour to inground tape | 0.01 | hrs | =GetRate("LAB1",$A23,2) | 0.71429 | =PRODUCT(C23*E23,F23) | =G23
B | Electrician | Labour to cable sign | 0.15 | hrs | =GetRate("LAB1",$A24,2) | 0.028571 | =PRODUCT(C24*E24,F24) | =G24
B | Electrician | Labour to termination | 1 | hrs | =GetRate("LAB1",$A25,2) | 0.057143 | =PRODUCT(C25*E25,F25) | =G25
B | Electrician | Labour to crimp lug | 0.2 | hrs | =GetRate("LAB1",$A26,2) | 0.45714 | =PRODUCT(C26*E26,F26) | =G26
B | Electrician | Labour to gland | 0.12 | hrs | =GetRate("LAB1",$A27,2) | 0.22857 | =PRODUCT(C27*E27,F27) | =G27
B | Electrician | Labour to cable tray | 0.3 | hrs | =GetRate("LAB1",$A28,2) | 0.34286 | =PRODUCT(C28*E28,F28) | =G28
B | Trench_002 | Trenching for cables, 600 deep | 1 | m | =GetRate("ELE",$A29,2) | 0.71429 | =PRODUCT(C29*E29,F29) | =G29
B |  | Margin | =GetValue("Builders margin",3) | % | =SubTotal(G1:G29) | 1 | =PRODUCT(C30*E30,F30) | =G30
I | T33.04.100 | Medium, 500A/Phase | T33.04_ELE_Service Mains: Underground, Copper | m
B | LVXLPE_64750 | Low Voltage XLPE_240_Cu, XLPE insulated, PVC sheathed_ | 4 | m | =GetRate("ELE",$A1,2) | 1 | =PRODUCT(C1*E1,F1) | =G1
B |  | Electrical Cable Discount | =GetValue("Discount ELE Cable High",3) | % | =SubTotal(G1:G1) | 1 | =PRODUCT(C2*E2,F2) | =G2
B | CLIP_0070 | 100mm pvc duct In Ground Fittings | 0.71429 | m | =GetRate("ELE",$A3,2) | 1 | =PRODUCT(C3*E3,F3) | =G3
B |  | Electrical Fitting Discount | =GetValue("Discount ELE Fitting",3) | % | =SubTotal(G3:G3) | 1 | =PRODUCT(C4*E4,F4) | =G4
B | CLIP_0076 | 100mm pvc bend 45 degree In Ground Fittings | 0.057143 | no | =GetRate("ELE",$A5,2) | 1 | =PRODUCT(C5*E5,F5) | =G5
B |  | Electrical Fitting Discount | =GetValue("Discount ELE Fitting",3) | % | =SubTotal(G5:G5) | 1 | =PRODUCT(C6*E6,F6) | =G6
B | CLIP_0064 | Danger tape In Ground Fittings | 0.71429 | m | =GetRate("ELE",$A7,2) | 1 | =PRODUCT(C7*E7,F7) | =G7
B |  | Electrical General Discount | =GetValue("Discount ELE General",3) | % | =SubTotal(G7:G7) | 1 | =PRODUCT(C8*E8,F8) | =G8
B | CLIP_0082 | Underground cable sign Danger In Ground Fittings | 0.028571 | No | =GetRate("ELE",$A9,2) | 1 | =PRODUCT(C9*E9,F9) | =G9
B |  | Electrical General Discount | =GetValue("Discount ELE General",3) | % | =SubTotal(G9:G9) | 1 | =PRODUCT(C10*E10,F10) | =G10
B | Terminate_002 | Termination major | 0.057143 | No | =GetRate("ELE",$A11,2) | 1 | =PRODUCT(C11*E11,F11) | =G11
B |  | Electrical General Discount | =GetValue("Discount ELE General",3) | % | =SubTotal(G11:G11) | 1 | =PRODUCT(C12*E12,F12) | =G12
B | CRMP_0040 | 240mm crimp lug | 0.22857 | No | =GetRate("ELE",$A13,2) | 1 | =PRODUCT(C13*E13,F13) | =G13
B |  | Electrical General Discount | =GetValue("Discount ELE General",3) | % | =SubTotal(G13:G13) | 1 | =PRODUCT(C14*E14,F14) | =G14
B | Gland_016 | Compression Gland 26.5mm | 0.22857 | No | =GetRate("ELE",$A15,2) | 1 | =PRODUCT(C15*E15,F15) | =G15
B |  | Electrical General Discount | =GetValue("Discount ELE General",3) | % | =SubTotal(G15:G15) | 1 | =PRODUCT(C16*E16,F16) | =G16
B | UNI_0010 | Galv Cable Tray 300mm | 0.34286 | No | =GetRate("ELE",$A17,2) | 1 | =PRODUCT(C17*E17,F17) | =G17
B |  | Electrical General Discount | =GetValue("Discount ELE General",3) | % | =SubTotal(G17:G17) | 1 | =PRODUCT(C18*E18,F18) | =G18
B |  | Electrical Waste and Fixings, high to cover suspension brackets | =GetValue("Waste 15%",3) | % | =SubTotal(G1:G18) | 1 | =PRODUCT(C19*E19,F19) | =G19
B | Electrician | Labour to cable | 0.3 | hrs | =GetRate("LAB1",$A20,2) | 4 | =PRODUCT(C20*E20,F20) | =G20
B | Electrician | Labour to duct | 0.15 | hrs | =GetRate("LAB1",$A21,2) | 0.71429 | =PRODUCT(C21*E21,F21) | =G21
B | Electrician | Labour to duct fittings | 0.25 | hrs | =GetRate("LAB1",$A22,2) | 0.057143 | =PRODUCT(C22*E22,F22) | =G22
B | Electrician | Labour to inground tape | 0.01 | hrs | =GetRate("LAB1",$A23,2) | 0.71429 | =PRODUCT(C23*E23,F23) | =G23
B | Electrician | Labour to cable sign | 0.15 | hrs | =GetRate("LAB1",$A24,2) | 0.028571 | =PRODUCT(C24*E24,F24) | =G24
B | Electrician | Labour to termination | 1 | hrs | =GetRate("LAB1",$A25,2) | 0.057143 | =PRODUCT(C25*E25,F25) | =G25
B | Electrician | Labour to crimp lug | 0.25 | hrs | =GetRate("LAB1",$A26,2) | 0.22857 | =PRODUCT(C26*E26,F26) | =G26
B | Electrician | Labour to gland | 0.12 | hrs | =GetRate("LAB1",$A27,2) | 0.22857 | =PRODUCT(C27*E27,F27) | =G27
B | Electrician | Labour to cable tray | 0.3 | hrs | =GetRate("LAB1",$A28,2) | 0.34286 | =PRODUCT(C28*E28,F28) | =G28
B | Trench_002 | Trenching for cables, 600 deep | 1 | m | =GetRate("ELE",$A29,2) | 0.71429 | =PRODUCT(C29*E29,F29) | =G29
B |  | Margin | =GetValue("Builders margin",3) | % | =SubTotal(G1:G29) | 1 | =PRODUCT(C30*E30,F30) | =G30
I | T33.04.103 | Large, 2 x 1000A/Phase | T33.04_ELE_Service Mains: Underground, Copper | m
B | LVXLPE_64830 | Low Voltage XLPE_630_Cu, XLPE insulated, PVC sheathed_ | 9 | m | =GetRate("ELE",$A1,2) | 1 | =PRODUCT(C1*E1,F1) | =G1
B |  | Electrical Cable Discount | =GetValue("Discount ELE Cable High",3) | % | =SubTotal(G1:G1) | 1 | =PRODUCT(C2*E2,F2) | =G2
B | BCW_12320 | Building Conduit Wires_150_Cu, pvc insulated_ | 4 | m | =GetRate("ELE",$A3,2) | 1 | =PRODUCT(C3*E3,F3) | =G3
B |  | Electrical Cable Discount | =GetValue("Discount ELE Cable High",3) | % | =SubTotal(G3:G3) | 1 | =PRODUCT(C4*E4,F4) | =G4
B | CLIP_0073 | 150mm pvc duct In Ground Fittings | 0.6 | m | =GetRate("ELE",$A5,2) | 1 | =PRODUCT(C5*E5,F5) | =G5
B |  | Electrical Fitting Discount | =GetValue("Discount ELE Fitting",3) | % | =SubTotal(G5:G5) | 1 | =PRODUCT(C6*E6,F6) | =G6
B | CLIP_0079 | 150mm pvc bend 45 degree In Ground Fittings | 0.6 | m | =GetRate("ELE",$A7,2) | 1 | =PRODUCT(C7*E7,F7) | =G7
B |  | Electrical Fitting Discount | =GetValue("Discount ELE Fitting",3) | % | =SubTotal(G7:G7) | 1 | =PRODUCT(C8*E8,F8) | =G8
B | CLIP_0064 | Danger tape In Ground Fittings | 0.6 | m | =GetRate("ELE",$A9,2) | 1 | =PRODUCT(C9*E9,F9) | =G9
B |  | Electrical General Discount | =GetValue("Discount ELE General",3) | % | =SubTotal(G9:G9) | 1 | =PRODUCT(C10*E10,F10) | =G10
B | CLIP_0082 | Underground cable sign Danger In Ground Fittings | 0.033333 | No | =GetRate("ELE",$A11,2) | 1 | =PRODUCT(C11*E11,F11) | =G11
B |  | Electrical General Discount | =GetValue("Discount ELE General",3) | % | =SubTotal(G11:G11) | 1 | =PRODUCT(C12*E12,F12) | =G12
B | Terminate_002 | Termination major | 0.066667 | No | =GetRate("ELE",$A13,2) | 1 | =PRODUCT(C13*E13,F13) | =G13
B |  | Electrical General Discount | =GetValue("Discount ELE General",3) | % | =SubTotal(G13:G13) | 1 | =PRODUCT(C14*E14,F14) | =G14
B | CRMP_0052 | 630mm crimp lug | 1.0667 | No | =GetRate("ELE",$A15,2) | 1 | =PRODUCT(C15*E15,F15) | =G15
B |  | Electrical General Discount | =GetValue("Discount ELE General",3) | % | =SubTotal(G15:G15) | 1 | =PRODUCT(C16*E16,F16) | =G16
B | Gland_022 | Compression Gland 43.5mm | 1.0667 | No | =GetRate("ELE",$A17,2) | 1 | =PRODUCT(C17*E17,F17) | =G17
B |  | Electrical General Discount | =GetValue("Discount ELE General",3) | % | =SubTotal(G17:G17) | 1 | =PRODUCT(C18*E18,F18) | =G18
B | UNI_0013 | Galv Cable Tray 450mm | 0.6 | No | =GetRate("ELE",$A19,2) | 1 | =PRODUCT(C19*E19,F19) | =G19
B |  | Electrical General Discount | =GetValue("Discount ELE General",3) | % | =SubTotal(G19:G19) | 1 | =PRODUCT(C20*E20,F20) | =G20
B |  | Electrical Waste and Fixings, high to cover suspension brackets | =GetValue("Waste 15%",3) | % | =SubTotal(G1:G20) | 1 | =PRODUCT(C21*E21,F21) | =G21
B | Electrician | Labour to cable | 0.4 | hrs | =GetRate("LAB1",$A22,2) | 9 | =PRODUCT(C22*E22,F22) | =G22
B | Electrician | Labour to building conduit wires | 0.1 | hrs | =GetRate("LAB1",$A23,2) | 4 | =PRODUCT(C23*E23,F23) | =G23
B | Electrician | Labour to duct | 0.15 | hrs | =GetRate("LAB1",$A24,2) | 0.6 | =PRODUCT(C24*E24,F24) | =G24
B | Electrician | Labour to duct fittings | 0.25 | hrs | =GetRate("LAB1",$A25,2) | 0.6 | =PRODUCT(C25*E25,F25) | =G25
B | Electrician | Labour to inground tape | 0.01 | hrs | =GetRate("LAB1",$A26,2) | 0.6 | =PRODUCT(C26*E26,F26) | =G26
B | Electrician | Labour to cable sign | 0.15 | hrs | =GetRate("LAB1",$A27,2) | 0.033333 | =PRODUCT(C27*E27,F27) | =G27
B | Electrician | Labour to termination | 1 | hrs | =GetRate("LAB1",$A28,2) | 0.066667 | =PRODUCT(C28*E28,F28) | =G28
B | Electrician | Labour to crimp lug | 0.5 | hrs | =GetRate("LAB1",$A29,2) | 1.0667 | =PRODUCT(C29*E29,F29) | =G29
B | Electrician | Labour to gland | 0.2 | hrs | =GetRate("LAB1",$A30,2) | 1.0667 | =PRODUCT(C30*E30,F30) | =G30
B | Electrician | Labour to cable tray | 0.35 | hrs | =GetRate("LAB1",$A31,2) | 0.6 | =PRODUCT(C31*E31,F31) | =G31
B | Trench_002 | Trenching for cables, 600 deep | 1 | m | =GetRate("ELE",$A32,2) | 0.6 | =PRODUCT(C32*E32,F32) | =G32
B |  | Margin | =GetValue("Builders margin",3) | % | =SubTotal(G1:G32) | 1 | =PRODUCT(C33*E33,F33) | =G33
B |  | Cable tray should be 600mm, rate required
I | T33.05.001 | Service Mains: Aluminium | T33.05_ELE_Service Mains: Aluminium
I | T33.05.004 | Supply cost per metre of aluminum cable is 80% to 90% cheaper than copper. | T33.05_ELE_Service Mains: Aluminium
I | T33.05.007 | Connections to aluminium cable can be more labour intensive. | T33.05_ELE_Service Mains: Aluminium
I | T33.05.010 | Aluminium cable also generally requires larger radius turns and bigger switchboards. | T33.05_ELE_Service Mains: Aluminium
I | T33.05.013 | 70 XLPE Copper | T33.05_ELE_Service Mains: Aluminium
B | LVXLPE_64650 | Low Voltage XLPE_70_Cu, XLPE insulated, PVC sheathed_ | 1 | m | =GetRate("ELE",$A1,2) | 1 | =PRODUCT(C1*E1,F1) | =G1
B |  | Electrical Cable Discount | =GetValue("Discount ELE Cable Med",3) | % | =SubTotal(G1:G1) | 1 | =PRODUCT(C2*E2,F2) | =G2
I | T33.05.016 | 70 XLPE Aluminium | T33.05_ELE_Service Mains: Aluminium
B | LVXLPE_63140 | Low Voltage XLPE_70_Al, XLPE insulated, PVC sheathed_1/core | 1 | m | =GetRate("ELE",$A1,2) | 1 | =PRODUCT(C1*E1,F1) | =G1
B |  | Electrical Cable Discount | =GetValue("Discount ELE Cable Med",3) | % | =SubTotal(G1:G1) | 1 | =PRODUCT(C2*E2,F2) | =G2
I | T33.05.019 |  | T33.05_ELE_Service Mains: Aluminium
I | T33.05.022 | 95 XLPE Copper | T33.05_ELE_Service Mains: Aluminium
B | LVXLPE_64670 | Low Voltage XLPE_95_Cu, XLPE insulated, PVC sheathed_ | 1 | m | =GetRate("ELE",$A1,2) | 1 | =PRODUCT(C1*E1,F1) | =G1
B |  | Electrical Cable Discount | =GetValue("Discount ELE Cable Med",3) | % | =SubTotal(G1:G1) | 1 | =PRODUCT(C2*E2,F2) | =G2
I | T33.05.025 | 95 XLPE Aluminium | T33.05_ELE_Service Mains: Aluminium
B | LVXLPE_63160 | Low Voltage XLPE_95_Al, XLPE insulated, PVC sheathed_1/core | 1 | m | =GetRate("ELE",$A1,2) | 1 | =PRODUCT(C1*E1,F1) | =G1
B |  | Electrical Cable Discount | =GetValue("Discount ELE Cable Med",3) | % | =SubTotal(G1:G1) | 1 | =PRODUCT(C2*E2,F2) | =G2
I | T33.05.028 |  | T33.05_ELE_Service Mains: Aluminium
I | T33.05.031 | 150 XLPE Copper | T33.05_ELE_Service Mains: Aluminium
B | LVXLPE_64710 | Low Voltage XLPE_150_Cu, XLPE insulated, PVC sheathed_ | 1 | m | =GetRate("ELE",$A1,2) | 1 | =PRODUCT(C1*E1,F1) | =G1
B |  | Electrical Cable Discount | =GetValue("Discount ELE Cable Med",3) | % | =SubTotal(G1:G1) | 1 | =PRODUCT(C2*E2,F2) | =G2
I | T33.05.034 | 150 XLPE Aluminium | T33.05_ELE_Service Mains: Aluminium
B | LVXLPE_63220 | Low Voltage XLPE_150_Al, XLPE insulated, PVC sheathed_1/core | 1 | m | =GetRate("ELE",$A1,2) | 1 | =PRODUCT(C1*E1,F1) | =G1
B |  | Electrical Cable Discount | =GetValue("Discount ELE Cable Med",3) | % | =SubTotal(G1:G1) | 1 | =PRODUCT(C2*E2,F2) | =G2
I | T33.05.037 |  | T33.05_ELE_Service Mains: Aluminium
I | T33.05.040 | 400 XLPE Copper | T33.05_ELE_Service Mains: Aluminium
B | LVXLPE_64790 | Low Voltage XLPE_400_Cu, XLPE insulated, PVC sheathed_ | 1 | m | =GetRate("ELE",$A1,2) | 1 | =PRODUCT(C1*E1,F1) | =G1
B |  | Electrical Cable Discount | =GetValue("Discount ELE Cable Med",3) | % | =SubTotal(G1:G1) | 1 | =PRODUCT(C2*E2,F2) | =G2
I | T33.05.043 | 400 XLPE Aluminium | T33.05_ELE_Service Mains: Aluminium
B | LVXLPE_63330 | Low Voltage XLPE_400_Al, XLPE insulated, PVC sheathed_1/core | 1 | m | =GetRate("ELE",$A1,2) | 1 | =PRODUCT(C1*E1,F1) | =G1
B |  | Electrical Cable Discount | =GetValue("Discount ELE Cable Med",3) | % | =SubTotal(G1:G1) | 1 | =PRODUCT(C2*E2,F2) | =G2
I | T33.05.046 |  | T33.05_ELE_Service Mains: Aluminium
I | T33.05.049 | 630 XLPE Copper | T33.05_ELE_Service Mains: Aluminium
B | LVXLPE_64830 | Low Voltage XLPE_630_Cu, XLPE insulated, PVC sheathed_ | 1 | m | =GetRate("ELE",$A1,2) | 1 | =PRODUCT(C1*E1,F1) | =G1
B |  | Electrical Cable Discount | =GetValue("Discount ELE Cable Med",3) | % | =SubTotal(G1:G1) | 1 | =PRODUCT(C2*E2,F2) | =G2
I | T33.05.052 | 630 XLPE Aluminium | T33.05_ELE_Service Mains: Aluminium
B | LVXLPE_63380 | Low Voltage XLPE_630_Al, XLPE insulated, PVC sheathed_1/core | 1 | m | =GetRate("ELE",$A1,2) | 1 | =PRODUCT(C1*E1,F1) | =G1
B |  | Electrical Cable Discount | =GetValue("Discount ELE Cable Med",3) | % | =SubTotal(G1:G1) | 1 | =PRODUCT(C2*E2,F2) | =G2
I | T33.05.055 |  | T33.05_ELE_Service Mains: Aluminium
I | T33.06.001 | Switchboards: Custom Built | T33.06_ELE_Switchboards: Custom Built
I | T33.06.004 | <b>Main Switchboards,</b> cabinet by switchboard manufacturer, including submains distribution equipment | T33.06_ELE_Switchboards: Custom Built
I | T33.06.007 | Factory | T33.06_ELE_Switchboards: Custom Built
I | T33.06.010 | Light load | T33.06_ELE_Switchboards: Custom Built | No | 3051.6335
I | T33.06.013 | Medium load | T33.06_ELE_Switchboards: Custom Built | No | 12594.9238
I | T33.06.016 | Heavy load | T33.06_ELE_Switchboards: Custom Built | No | 42057.0584
I | T33.06.019 | Multi-unit residential development | T33.06_ELE_Switchboards: Custom Built
I | T33.06.022 | 3 to 5 units | T33.06_ELE_Switchboards: Custom Built | No | 3051.6335
I | T33.06.025 | 6 to 15 units | T33.06_ELE_Switchboards: Custom Built | No | 5049.0664
I | T33.06.028 | 16 to 25 units | T33.06_ELE_Switchboards: Custom Built | No | 11596.2074
I | T33.06.031 | 26 to 50 units | T33.06_ELE_Switchboards: Custom Built | No | 18087.8642
I | T33.06.034 | Shopping Centre | T33.06_ELE_Switchboards: Custom Built
I | T33.06.037 | Small | T33.06_ELE_Switchboards: Custom Built | No | 10098.1328
I | T33.06.040 | Medium | T33.06_ELE_Switchboards: Custom Built | No | 26299.5326
I | T33.06.043 | Large | T33.06_ELE_Switchboards: Custom Built | No | 42057.0584
I | T33.06.046 | Office Building | T33.06_ELE_Switchboards: Custom Built
I | T33.06.049 | Small | T33.06_ELE_Switchboards: Custom Built | No | 12594.9238
I | T33.06.052 | Medium | T33.06_ELE_Switchboards: Custom Built | No | 22693.0566
I | T33.06.055 | Large | T33.06_ELE_Switchboards: Custom Built | No | 38894.4564
I | T33.06.058 | Hospital | T33.06_ELE_Switchboards: Custom Built
I | T33.06.061 | Small | T33.06_ELE_Switchboards: Custom Built | No | 47272.5775
I | T33.06.064 | Medium | T33.06_ELE_Switchboards: Custom Built | No | 90383.8366
I | T33.06.067 | Large | T33.06_ELE_Switchboards: Custom Built | No | 242188.7334
I | T33.06.070 | Primary School | T33.06_ELE_Switchboards: Custom Built
I | T33.06.073 | Small | T33.06_ELE_Switchboards: Custom Built | No | 7601.3417
I | T33.06.076 | Medium | T33.06_ELE_Switchboards: Custom Built | No | 9321.3533
I | T33.06.079 | Large | T33.06_ELE_Switchboards: Custom Built | No | 16423.3368
I | T33.06.082 | High School | T33.06_ELE_Switchboards: Custom Built
I | T33.06.085 | Small | T33.06_ELE_Switchboards: Custom Built | No | 16423.3368
I | T33.06.088 | Medium | T33.06_ELE_Switchboards: Custom Built | No | 27298.249
I | T33.06.091 | Large | T33.06_ELE_Switchboards: Custom Built | No | 39948.6571
I | T33.06.094 | University | T33.06_ELE_Switchboards: Custom Built
I | T33.06.097 | Small | T33.06_ELE_Switchboards: Custom Built | No | 18920.1279
I | T33.06.100 | Medium | T33.06_ELE_Switchboards: Custom Built | No | 28407.9339
I | T33.06.103 | Large | T33.06_ELE_Switchboards: Custom Built | No | 67246.906
I | T33.06.106 | <b>Distribution Switchboards (Sub-Boards),</b> cabinet by switchboard manufacturer, including final sub-circuit distribution equipment | T33.06_ELE_Switchboards: Custom Built
I | T33.06.109 | Factory | T33.06_ELE_Switchboards: Custom Built
I | T33.06.112 | Light load | T33.06_ELE_Switchboards: Custom Built | No | 2441.3068
I | T33.06.115 | Medium load | T33.06_ELE_Switchboards: Custom Built | No | 9765.2273
I | T33.06.118 | Heavy load | T33.06_ELE_Switchboards: Custom Built | No | 27742.123
I | T33.06.121 | Shopping Centre | T33.06_ELE_Switchboards: Custom Built
I | T33.06.124 | Small | T33.06_ELE_Switchboards: Custom Built | No | 3772.9287
I | T33.06.127 | Medium | T33.06_ELE_Switchboards: Custom Built | No | 7601.3417
I | T33.06.130 | Large | T33.06_ELE_Switchboards: Custom Built | No | 13149.7663
I | T33.06.133 | Office Building | T33.06_ELE_Switchboards: Custom Built
I | T33.06.136 | Small | T33.06_ELE_Switchboards: Custom Built | No | 3772.9287
I | T33.06.139 | Medium | T33.06_ELE_Switchboards: Custom Built | No | 6824.5622
I | T33.06.142 | Large | T33.06_ELE_Switchboards: Custom Built | No | 13149.7663
I | T33.06.145 | Hospital | T33.06_ELE_Switchboards: Custom Built
I | T33.06.148 | Small | T33.06_ELE_Switchboards: Custom Built | No | 4827.1294
I | T33.06.151 | Medium | T33.06_ELE_Switchboards: Custom Built | No | 12095.5656
I | T33.06.154 | Large | T33.06_ELE_Switchboards: Custom Built | No | 24135.647
I | T33.06.157 | Primary School | T33.06_ELE_Switchboards: Custom Built
I | T33.06.160 | Small | T33.06_ELE_Switchboards: Custom Built | No | 4438.7397
I | T33.06.163 | Medium | T33.06_ELE_Switchboards: Custom Built | No | 7601.3417
I | T33.06.166 | Large | T33.06_ELE_Switchboards: Custom Built | No | 11152.3334
I | T33.06.169 | High School | T33.06_ELE_Switchboards: Custom Built
I | T33.06.172 | Small | T33.06_ELE_Switchboards: Custom Built | No | 4549.7082
I | T33.06.175 | Medium | T33.06_ELE_Switchboards: Custom Built | No | 7823.2787
I | T33.06.178 | Large | T33.06_ELE_Switchboards: Custom Built | No | 18920.1279
I | T33.06.181 | University | T33.06_ELE_Switchboards: Custom Built
I | T33.06.184 | Small | T33.06_ELE_Switchboards: Custom Built | No | 4827.1294
I | T33.06.187 | Medium | T33.06_ELE_Switchboards: Custom Built | No | 10597.491
I | T33.06.190 | Large | T33.06_ELE_Switchboards: Custom Built | No | 20473.6867
I | T33.07.001 | Switchboards: Proprietary | T33.07_ELE_Switchboards: Proprietary
I | T33.07.100 | <b>Standard Pattern Proprietary Consumers Unit,</b> ‘off the shelf’ compact self-contained type, built-in and installed complete | T33.07_ELE_Switchboards: Proprietary
I | T33.07.103 | MCB board, flush mounted | T33.07_ELE_Switchboards: Proprietary
I | T33.07.106 | 10 way | T33.07_ELE_Switchboards: Proprietary | No
B | PDL_00181 | PDL DFB10 10 way cons. unit_IP56 Accessories - Industrial | 1 | No | =GetRate("ELE",$A1,2) | 1 | =PRODUCT(C1*E1,F1) | =G1
B |  | Electrical Fitting Discount | =GetValue("Discount ELE Fitting",3) | % | =SubTotal(G1:G1) | 1 | =PRODUCT(C2*E2,F2) | =G2
B | PDL_00196 | PDL 15013 Single pole 63A Mains Sw_IP56 Accessories - Industrial | 1 | No | =GetRate("ELE",$A3,2) | 1 | =PRODUCT(C3*E3,F3) | =G3
B |  | Electrical Fitting Discount | =GetValue("Discount ELE Fitting",3) | % | =SubTotal(G3:G3) | 1 | =PRODUCT(C4*E4,F4) | =G4
B | PDL_00256 | PDL 11358 MCB 32A 1P | 1 | No | =GetRate("ELE",$A5,2) | 1 | =PRODUCT(C5*E5,F5) | =G5
B |  | Electrical Fitting Discount | =GetValue("Discount ELE Fitting",3) | % | =SubTotal(G5:G5) | 1 | =PRODUCT(C6*E6,F6) | =G6
B | PDL_00250 | PDL 11357 MCB 20A 1P | 4 | No | =GetRate("ELE",$A7,2) | 1 | =PRODUCT(C7*E7,F7) | =G7
B |  | Electrical Fitting Discount | =GetValue("Discount ELE Fitting",3) | % | =SubTotal(G7:G7) | 1 | =PRODUCT(C8*E8,F8) | =G8
B | PDL_00244 | PDL 11355 MCB 10A 1P | 4 | No | =GetRate("ELE",$A9,2) | 1 | =PRODUCT(C9*E9,F9) | =G9
B |  | Electrical Fitting Discount | =GetValue("Discount ELE Fitting",3) | % | =SubTotal(G9:G9) | 1 | =PRODUCT(C10*E10,F10) | =G10
B |  | Electrical Waste and Fixings | =GetValue("Waste 7.5%",3) | % | =SubTotal(G1:G10) | 1 | =PRODUCT(C11*E11,F11) | =G11
B | Electrician | Labour to board | 1 | hrs | =GetRate("LAB1",$A12,2) | 1 | =PRODUCT(C12*E12,F12) | =G12
B | Electrician | Labour to single pole Mains switch | 0.25 | hrs | =GetRate("LAB1",$A13,2) | 1 | =PRODUCT(C13*E13,F13) | =G13
B | Electrician | Labour to MCB | 0.25 | hrs | =GetRate("LAB1",$A14,2) | 1 | =PRODUCT(C14*E14,F14) | =G14
B | Electrician | Labour to MCB | 0.25 | hrs | =GetRate("LAB1",$A15,2) | 4 | =PRODUCT(C15*E15,F15) | =G15
B | Electrician | Labour to MCB | 0.25 | hrs | =GetRate("LAB1",$A16,2) | 4 | =PRODUCT(C16*E16,F16) | =G16
B |  | Margin | =GetValue("Builders margin",3) | % | =SubTotal(G1:G16) | 1 | =PRODUCT(C17*E17,F17) | =G17
I | T33.07.109 | 15 way | T33.07_ELE_Switchboards: Proprietary | No
B | PDL_00184 | PDL DFB15 15 way cons. unit_IP56 Accessories - Industrial | 1 | No | =GetRate("ELE",$A1,2) | 1 | =PRODUCT(C1*E1,F1) | =G1
B |  | Electrical Fitting Discount | =GetValue("Discount ELE Fitting",3) | % | =SubTotal(G1:G1) | 1 | =PRODUCT(C2*E2,F2) | =G2
B | PDL_00196 | PDL 15013 Single pole 63A Mains Sw_IP56 Accessories - Industrial | 1 | No | =GetRate("ELE",$A3,2) | 1 | =PRODUCT(C3*E3,F3) | =G3
B |  | Electrical Fitting Discount | =GetValue("Discount ELE Fitting",3) | % | =SubTotal(G3:G3) | 1 | =PRODUCT(C4*E4,F4) | =G4
B | PDL_00256 | PDL 11358 MCB 32A 1P | 1 | No | =GetRate("ELE",$A5,2) | 1 | =PRODUCT(C5*E5,F5) | =G5
B |  | Electrical Fitting Discount | =GetValue("Discount ELE Fitting",3) | % | =SubTotal(G5:G5) | 1 | =PRODUCT(C6*E6,F6) | =G6
B | PDL_00250 | PDL 11357 MCB 20A 1P | 8 | No | =GetRate("ELE",$A7,2) | 1 | =PRODUCT(C7*E7,F7) | =G7
B |  | Electrical Fitting Discount | =GetValue("Discount ELE Fitting",3) | % | =SubTotal(G7:G7) | 1 | =PRODUCT(C8*E8,F8) | =G8
B | PDL_00244 | PDL 11355 MCB 10A 1P | 5 | No | =GetRate("ELE",$A9,2) | 1 | =PRODUCT(C9*E9,F9) | =G9
B |  | Electrical Fitting Discount | =GetValue("Discount ELE Fitting",3) | % | =SubTotal(G9:G9) | 1 | =PRODUCT(C10*E10,F10) | =G10
B |  | Electrical Waste and Fixings | =GetValue("Waste 7.5%",3) | % | =SubTotal(G1:G10) | 1 | =PRODUCT(C11*E11,F11) | =G11
B | Electrician | Labour to board | 1 | hrs | =GetRate("LAB1",$A12,2) | 1 | =PRODUCT(C12*E12,F12) | =G12
B | Electrician | Labour to single pole Mains switch | 0.25 | hrs | =GetRate("LAB1",$A13,2) | 1 | =PRODUCT(C13*E13,F13) | =G13
B | Electrician | Labour to MCB | 0.25 | hrs | =GetRate("LAB1",$A14,2) | 1 | =PRODUCT(C14*E14,F14) | =G14
B | Electrician | Labour to MCB | 0.25 | hrs | =GetRate("LAB1",$A15,2) | 8 | =PRODUCT(C15*E15,F15) | =G15
B | Electrician | Labour to MCB | 0.25 | hrs | =GetRate("LAB1",$A16,2) | 5 | =PRODUCT(C16*E16,F16) | =G16
B |  | Margin | =GetValue("Builders margin",3) | % | =SubTotal(G1:G16) | 1 | =PRODUCT(C17*E17,F17) | =G17
I | T33.07.112 | 30 way | T33.07_ELE_Switchboards: Proprietary | No
B | PDL_00187 | PDL DBF30 30 way Flush Mount Switchboard | 1 | no | =GetRate("ELE",$A1,2) | 1 | =PRODUCT(C1*E1,F1) | =G1
B |  | Electrical Fitting Discount | =GetValue("Discount ELE Fitting",3) | % | =SubTotal(G1:G1) | 1 | =PRODUCT(C2*E2,F2) | =G2
B | PDL_00199 | PDL 15014 Double pole 63A Mains Sw_IP56 Accessories - Industrial | 1 | no | =GetRate("ELE",$A3,2) | 1 | =PRODUCT(C3*E3,F3) | =G3
B |  | Electrical Fitting Discount | =GetValue("Discount ELE Fitting",3) | % | =SubTotal(G3:G3) | 1 | =PRODUCT(C4*E4,F4) | =G4
B | PDL_00262 | PDL 23358 30mA 2P 40A | 2 | no | =GetRate("ELE",$A5,2) | 1 | =PRODUCT(C5*E5,F5) | =G5
B |  | Electrical Fitting Discount | =GetValue("Discount ELE Fitting",3) | % | =SubTotal(G5:G5) | 1 | =PRODUCT(C6*E6,F6) | =G6
B | PDL_00256 | PDL 11358 MCB 32A 1P | 1 | no | =GetRate("ELE",$A7,2) | 1 | =PRODUCT(C7*E7,F7) | =G7
B |  | Electrical Fitting Discount | =GetValue("Discount ELE Fitting",3) | % | =SubTotal(G7:G7) | 1 | =PRODUCT(C8*E8,F8) | =G8
B | PDL_00250 | PDL 11357 MCB 20A 1P | 5 | no | =GetRate("ELE",$A9,2) | 1 | =PRODUCT(C9*E9,F9) | =G9
B |  | Electrical Fitting Discount | =GetValue("Discount ELE Fitting",3) | % | =SubTotal(G9:G9) | 1 | =PRODUCT(C10*E10,F10) | =G10
B | PDL_00244 | PDL 11355 MCB 10A 1P | 4 | no | =GetRate("ELE",$A11,2) | 1 | =PRODUCT(C11*E11,F11) | =G11
B |  | Electrical Fitting Discount | =GetValue("Discount ELE Fitting",3) | % | =SubTotal(G11:G11) | 1 | =PRODUCT(C12*E12,F12) | =G12
B |  | Electrical Waste and Fixings | =GetValue("Waste 7.5%",3) | % | =SubTotal(G1:G12) | 1 | =PRODUCT(C13*E13,F13) | =G13
B | Electrician | Labour to board | 1.5 | hrs | =GetRate("LAB1",$A14,2) | 1 | =PRODUCT(C14*E14,F14) | =G14
B | Electrician | Labour to Mains switch | 0.5 | hrs | =GetRate("LAB1",$A15,2) | 1 | =PRODUCT(C15*E15,F15) | =G15
B | Electrician | Labour to MCB | 0.25 | hrs | =GetRate("LAB1",$A16,2) | 2 | =PRODUCT(C16*E16,F16) | =G16
B | Electrician | Labour to MCB | 0.25 | hrs | =GetRate("LAB1",$A17,2) | 1 | =PRODUCT(C17*E17,F17) | =G17
B | Electrician | Labour to MCB | 0.25 | hrs | =GetRate("LAB1",$A18,2) | 5 | =PRODUCT(C18*E18,F18) | =G18
B | Electrician | Labour to MCB | 0.25 | hrs | =GetRate("LAB1",$A19,2) | 4 | =PRODUCT(C19*E19,F19) | =G19
B |  | Margin | =GetValue("Builders margin",3) | % | =SubTotal(G1:G19) | 1 | =PRODUCT(C20*E20,F20) | =G20
I | T33.07.115 | 45 way | T33.07_ELE_Switchboards: Proprietary | No
B | PDL_00190 | PDL DFB45 45 way Flush Mount Switchboard | 1 | no | =GetRate("ELE",$A1,2) | 1 | =PRODUCT(C1*E1,F1) | =G1
B |  | Electrical Fitting Discount | =GetValue("Discount ELE Fitting",3) | % | =SubTotal(G1:G1) | 1 | =PRODUCT(C2*E2,F2) | =G2
B | PDL_00199 | PDL 15014 Double pole 63A Mains Sw_IP56 Accessories - Industrial | 1 | no | =GetRate("ELE",$A3,2) | 1 | =PRODUCT(C3*E3,F3) | =G3
B |  | Electrical Fitting Discount | =GetValue("Discount ELE Fitting",3) | % | =SubTotal(G3:G3) | 1 | =PRODUCT(C4*E4,F4) | =G4
B | PDL_00259 | PDL 11359 MCB 40A 1P | 4 | no | =GetRate("ELE",$A5,2) | 1 | =PRODUCT(C5*E5,F5) | =G5
B |  | Electrical Fitting Discount | =GetValue("Discount ELE Fitting",3) | % | =SubTotal(G5:G5) | 1 | =PRODUCT(C6*E6,F6) | =G6
B | PDL_00256 | PDL 11358 MCB 32A 1P | 1 | no | =GetRate("ELE",$A7,2) | 1 | =PRODUCT(C7*E7,F7) | =G7
B |  | Electrical Fitting Discount | =GetValue("Discount ELE Fitting",3) | % | =SubTotal(G7:G7) | 1 | =PRODUCT(C8*E8,F8) | =G8
B | PDL_00250 | PDL 11357 MCB 20A 1P | 10 | no | =GetRate("ELE",$A9,2) | 1 | =PRODUCT(C9*E9,F9) | =G9
B |  | Electrical Fitting Discount | =GetValue("Discount ELE Fitting",3) | % | =SubTotal(G9:G9) | 1 | =PRODUCT(C10*E10,F10) | =G10
B | PDL_00244 | PDL 11355 MCB 10A 1P | 4 | no | =GetRate("ELE",$A11,2) | 1 | =PRODUCT(C11*E11,F11) | =G11
B |  | Electrical Fitting Discount | =GetValue("Discount ELE Fitting",3) | % | =SubTotal(G11:G11) | 1 | =PRODUCT(C12*E12,F12) | =G12
B |  | Electrical Waste and Fixings | =GetValue("Waste 7.5%",3) | % | =SubTotal(G1:G12) | 1 | =PRODUCT(C13*E13,F13) | =G13
B | Electrician | Labour to board | 1.5 | hrs | =GetRate("LAB1",$A14,2) | 1 | =PRODUCT(C14*E14,F14) | =G14
B | Electrician | Labour to Mains switch | 0.5 | hrs | =GetRate("LAB1",$A15,2) | 1 | =PRODUCT(C15*E15,F15) | =G15
B | Electrician | Labour to MCB | 0.25 | hrs | =GetRate("LAB1",$A16,2) | 4 | =PRODUCT(C16*E16,F16) | =G16
B | Electrician | Labour to MCB | 0.25 | hrs | =GetRate("LAB1",$A17,2) | 1 | =PRODUCT(C17*E17,F17) | =G17
B | Electrician | Labour to MCB | 0.25 | hrs | =GetRate("LAB1",$A18,2) | 10 | =PRODUCT(C18*E18,F18) | =G18
B | Electrician | Labour to MCB | 0.25 | hrs | =GetRate("LAB1",$A19,2) | 4 | =PRODUCT(C19*E19,F19) | =G19
B |  | Margin | =GetValue("Builders margin",3) | % | =SubTotal(G1:G19) | 1 | =PRODUCT(C20*E20,F20) | =G20
I | T33.07.118 | MCB Board, surface mounted | T33.07_ELE_Switchboards: Proprietary
I | T33.07.121 | 15 way | T33.07_ELE_Switchboards: Proprietary | No
B | PDL_00217 | PDL DBS15 15 way Surface Mount Switchboard | 1 | No | =GetRate("ELE",$A1,2) | 1 | =PRODUCT(C1*E1,F1) | =G1
B |  | Electrical Fitting Discount | =GetValue("Discount ELE Fitting",3) | % | =SubTotal(G1:G1) | 1 | =PRODUCT(C2*E2,F2) | =G2
B | PDL_00196 | PDL 15013 Single pole 63A Mains Sw_IP56 Accessories - Industrial | 1 | No | =GetRate("ELE",$A3,2) | 1 | =PRODUCT(C3*E3,F3) | =G3
B |  | Electrical Fitting Discount | =GetValue("Discount ELE Fitting",3) | % | =SubTotal(G3:G3) | 1 | =PRODUCT(C4*E4,F4) | =G4
B | PDL_00256 | PDL 11358 MCB 32A 1P | 1 | No | =GetRate("ELE",$A5,2) | 1 | =PRODUCT(C5*E5,F5) | =G5
B |  | Electrical Fitting Discount | =GetValue("Discount ELE Fitting",3) | % | =SubTotal(G5:G5) | 1 | =PRODUCT(C6*E6,F6) | =G6
B | PDL_00250 | PDL 11357 MCB 20A 1P | 8 | No | =GetRate("ELE",$A7,2) | 1 | =PRODUCT(C7*E7,F7) | =G7
B |  | Electrical Fitting Discount | =GetValue("Discount ELE Fitting",3) | % | =SubTotal(G7:G7) | 1 | =PRODUCT(C8*E8,F8) | =G8
B | PDL_00244 | PDL 11355 MCB 10A 1P | 5 | No | =GetRate("ELE",$A9,2) | 1 | =PRODUCT(C9*E9,F9) | =G9
B |  | Electrical Fitting Discount | =GetValue("Discount ELE Fitting",3) | % | =SubTotal(G9:G9) | 1 | =PRODUCT(C10*E10,F10) | =G10
B |  | Electrical Waste and Fixings | =GetValue("Waste 7.5%",3) | % | =SubTotal(G1:G10) | 1 | =PRODUCT(C11*E11,F11) | =G11
B | Electrician | Labour to board | 1 | hrs | =GetRate("LAB1",$A12,2) | 1 | =PRODUCT(C12*E12,F12) | =G12
B | Electrician | Labour to single pole Mains switch | 0.25 | hrs | =GetRate("LAB1",$A13,2) | 1 | =PRODUCT(C13*E13,F13) | =G13
B | Electrician | Labour to MCB | 0.25 | hrs | =GetRate("LAB1",$A14,2) | 1 | =PRODUCT(C14*E14,F14) | =G14
B | Electrician | Labour to MCB | 0.25 | hrs | =GetRate("LAB1",$A15,2) | 8 | =PRODUCT(C15*E15,F15) | =G15
B | Electrician | Labour to MCB | 0.25 | hrs | =GetRate("LAB1",$A16,2) | 5 | =PRODUCT(C16*E16,F16) | =G16
B |  | Margin | =GetValue("Builders margin",3) | % | =SubTotal(G1:G16) | 1 | =PRODUCT(C17*E17,F17) | =G17
I | T33.07.124 | 30 way | T33.07_ELE_Switchboards: Proprietary | No
B | PDL_00220 | PDL DBS30 30 way Surface Mount Switchboard | 1 | no | =GetRate("ELE",$A1,2) | 1 | =PRODUCT(C1*E1,F1) | =G1
B |  | Electrical Fitting Discount | =GetValue("Discount ELE Fitting",3) | % | =SubTotal(G1:G1) | 1 | =PRODUCT(C2*E2,F2) | =G2
B | PDL_00199 | PDL 15014 Double pole 63A Mains Sw_IP56 Accessories - Industrial | 1 | no | =GetRate("ELE",$A3,2) | 1 | =PRODUCT(C3*E3,F3) | =G3
B |  | Electrical Fitting Discount | =GetValue("Discount ELE Fitting",3) | % | =SubTotal(G3:G3) | 1 | =PRODUCT(C4*E4,F4) | =G4
B | PDL_00262 | PDL 23358 30mA 2P 40A | 2 | no | =GetRate("ELE",$A5,2) | 1 | =PRODUCT(C5*E5,F5) | =G5
B |  | Electrical Fitting Discount | =GetValue("Discount ELE Fitting",3) | % | =SubTotal(G5:G5) | 1 | =PRODUCT(C6*E6,F6) | =G6
B | PDL_00256 | PDL 11358 MCB 32A 1P | 1 | no | =GetRate("ELE",$A7,2) | 1 | =PRODUCT(C7*E7,F7) | =G7
B |  | Electrical Fitting Discount | =GetValue("Discount ELE Fitting",3) | % | =SubTotal(G7:G7) | 1 | =PRODUCT(C8*E8,F8) | =G8
B | PDL_00250 | PDL 11357 MCB 20A 1P | 5 | no | =GetRate("ELE",$A9,2) | 1 | =PRODUCT(C9*E9,F9) | =G9
B |  | Electrical Fitting Discount | =GetValue("Discount ELE Fitting",3) | % | =SubTotal(G9:G9) | 1 | =PRODUCT(C10*E10,F10) | =G10
B | PDL_00244 | PDL 11355 MCB 10A 1P | 4 | no | =GetRate("ELE",$A11,2) | 1 | =PRODUCT(C11*E11,F11) | =G11
B |  | Electrical Fitting Discount | =GetValue("Discount ELE Fitting",3) | % | =SubTotal(G11:G11) | 1 | =PRODUCT(C12*E12,F12) | =G12
B |  | Electrical Waste and Fixings | =GetValue("Waste 7.5%",3) | % | =SubTotal(G1:G12) | 1 | =PRODUCT(C13*E13,F13) | =G13
B | Electrician | Labour to board | 1.5 | hrs | =GetRate("LAB1",$A14,2) | 1 | =PRODUCT(C14*E14,F14) | =G14
B | Electrician | Labour to single pole Mains switch | 0.5 | hrs | =GetRate("LAB1",$A15,2) | 1 | =PRODUCT(C15*E15,F15) | =G15
B | Electrician | Labour to MCB | 0.25 | hrs | =GetRate("LAB1",$A16,2) | 2 | =PRODUCT(C16*E16,F16) | =G16
B | Electrician | Labour to MCB | 0.25 | hrs | =GetRate("LAB1",$A17,2) | 1 | =PRODUCT(C17*E17,F17) | =G17
B | Electrician | Labour to MCB | 0.25 | hrs | =GetRate("LAB1",$A18,2) | 5 | =PRODUCT(C18*E18,F18) | =G18
B | Electrician | Labour to MCB | 0.25 | hrs | =GetRate("LAB1",$A19,2) | 4 | =PRODUCT(C19*E19,F19) | =G19
B |  | Margin | =GetValue("Builders margin",3) | % | =SubTotal(G1:G19) | 1 | =PRODUCT(C20*E20,F20) | =G20
I | T33.07.127 | 45 way | T33.07_ELE_Switchboards: Proprietary | No
B | PDL_00223 | PDL DBS45 45 way Surface Mount Switchboard | 1 | no | =GetRate("ELE",$A1,2) | 1 | =PRODUCT(C1*E1,F1) | =G1
B |  | Electrical Fitting Discount | =GetValue("Discount ELE Fitting",3) | % | =SubTotal(G1:G1) | 1 | =PRODUCT(C2*E2,F2) | =G2
B | PDL_00199 | PDL 15014 Double pole 63A Mains Sw_IP56 Accessories - Industrial | 1 | no | =GetRate("ELE",$A3,2) | 1 | =PRODUCT(C3*E3,F3) | =G3
B |  | Electrical Fitting Discount | =GetValue("Discount ELE Fitting",3) | % | =SubTotal(G3:G3) | 1 | =PRODUCT(C4*E4,F4) | =G4
B | PDL_00259 | PDL 11359 MCB 40A 1P | 4 | no | =GetRate("ELE",$A5,2) | 1 | =PRODUCT(C5*E5,F5) | =G5
B |  | Electrical Fitting Discount | =GetValue("Discount ELE Fitting",3) | % | =SubTotal(G5:G5) | 1 | =PRODUCT(C6*E6,F6) | =G6
B | PDL_00256 | PDL 11358 MCB 32A 1P | 1 | no | =GetRate("ELE",$A7,2) | 1 | =PRODUCT(C7*E7,F7) | =G7
B |  | Electrical Fitting Discount | =GetValue("Discount ELE Fitting",3) | % | =SubTotal(G7:G7) | 1 | =PRODUCT(C8*E8,F8) | =G8
B | PDL_00250 | PDL 11357 MCB 20A 1P | 10 | no | =GetRate("ELE",$A9,2) | 1 | =PRODUCT(C9*E9,F9) | =G9
B |  | Electrical Fitting Discount | =GetValue("Discount ELE Fitting",3) | % | =SubTotal(G9:G9) | 1 | =PRODUCT(C10*E10,F10) | =G10
B | PDL_00244 | PDL 11355 MCB 10A 1P | 4 | no | =GetRate("ELE",$A11,2) | 1 | =PRODUCT(C11*E11,F11) | =G11
B |  | Electrical Fitting Discount | =GetValue("Discount ELE Fitting",3) | % | =SubTotal(G11:G11) | 1 | =PRODUCT(C12*E12,F12) | =G12
B |  | Electrical Waste and Fixings | =GetValue("Waste 7.5%",3) | % | =SubTotal(G1:G12) | 1 | =PRODUCT(C13*E13,F13) | =G13
B | Electrician | Labour to board | 1.5 | hrs | =GetRate("LAB1",$A14,2) | 1 | =PRODUCT(C14*E14,F14) | =G14
B | Electrician | Labour to Mains switch | 0.5 | hrs | =GetRate("LAB1",$A15,2) | 1 | =PRODUCT(C15*E15,F15) | =G15
B | Electrician | Labour to MCB | 0.25 | hrs | =GetRate("LAB1",$A16,2) | 4 | =PRODUCT(C16*E16,F16) | =G16
B | Electrician | Labour to MCB | 0.25 | hrs | =GetRate("LAB1",$A17,2) | 1 | =PRODUCT(C17*E17,F17) | =G17
B | Electrician | Labour to MCB | 0.25 | hrs | =GetRate("LAB1",$A18,2) | 10 | =PRODUCT(C18*E18,F18) | =G18
B | Electrician | Labour to MCB | 0.25 | hrs | =GetRate("LAB1",$A19,2) | 4 | =PRODUCT(C19*E19,F19) | =G19
B |  | Margin | =GetValue("Builders margin",3) | % | =SubTotal(G1:G19) | 1 | =PRODUCT(C20*E20,F20) | =G20
I | T33.07.142 | For control equipment, | T33.07_ELE_Switchboards: Proprietary
I | T33.08.001 | Submains | T33.08_ELE_Submains
I | T33.08.004 | Prices can be ascertained from various detailed rates, i.e. | T33.08_ELE_Submains
I | T33.08.007 | Cable, | T33.08_ELE_Submains
I | T33.08.010 | Tray, | T33.08_ELE_Submains
I | T33.09.001 | Cable Carriers | T33.09_ELE_Cable Carriers
I | T33.09.004 | <b>Cable Tray,</b> galvanised steel, including support brackets, with 2 fittings and bends per 5m | T33.09_ELE_Cable Carriers
I | T33.09.007 | 50mm wide | T33.09_ELE_Cable Carriers | m
B | UNI_0001 | Galv Cable Tray 50mm | 1 | m | =GetRate("ELE",$A1,2) | 1 | =PRODUCT(C1*E1,F1) | =G1
B |  | Electrical General Discount | =GetValue("Discount ELE General",3) | % | =SubTotal(G1:G1) | 1 | =PRODUCT(C2*E2,F2) | =G2
B | UNI_0016 | Galv 90° External or Internal Sweep 50mm | 0.2 | No | =GetRate("ELE",$A3,2) | 1 | =PRODUCT(C3*E3,F3) | =G3
B |  | Electrical General Discount | =GetValue("Discount ELE General",3) | % | =SubTotal(G3:G3) | 1 | =PRODUCT(C4*E4,F4) | =G4
B | UNI_0031 | Galv 90° Tee 50mm | 0.2 | No | =GetRate("ELE",$A5,2) | 1 | =PRODUCT(C5*E5,F5) | =G5
B |  | Electrical General Discount | =GetValue("Discount ELE General",3) | % | =SubTotal(G5:G5) | 1 | =PRODUCT(C6*E6,F6) | =G6
B |  | Electrical Waste and Fixings | =GetValue("Waste 7.5%",3) | % | =SubTotal(G1:G6) | 1 | =PRODUCT(C7*E7,F7) | =G7
B | Electrician | Labour, cable tray | 0.2 | hrs | =GetRate("LAB1",$A8,2) | 1 | =PRODUCT(C8*E8,F8) | =G8
B | Electrician | Labour, corner | 0.25 | hrs | =GetRate("LAB1",$A9,2) | 0.2 | =PRODUCT(C9*E9,F9) | =G9
B | Electrician | Labour, Tee | 0.35 | hrs | =GetRate("LAB1",$A10,2) | 0.2 | =PRODUCT(C10*E10,F10) | =G10
B |  | Margin | =GetValue("Builders margin",3) | % | =SubTotal(G1:G10) | 1 | =PRODUCT(C11*E11,F11) | =G11
B |  | Tee and bend at 1 each per 5m
I | T33.09.008 | 100mm wide | T33.09_ELE_Cable Carriers | m
B | UNI_0002 | Galv Cable Tray 100mm | 1 | m | =GetRate("ELE",$A1,2) | 1 | =PRODUCT(C1*E1,F1) | =G1
B |  | Electrical General Discount | =GetValue("Discount ELE General",3) | % | =SubTotal(G1:G1) | 1 | =PRODUCT(C2*E2,F2) | =G2
B | UNI_0017 | Galv 90° External or Internal Sweep 100mm | 0.2 | No | =GetRate("ELE",$A3,2) | 1 | =PRODUCT(C3*E3,F3) | =G3
B |  | Electrical General Discount | =GetValue("Discount ELE General",3) | % | =SubTotal(G3:G3) | 1 | =PRODUCT(C4*E4,F4) | =G4
B | UNI_0032 | Galv 90° Tee 100mm | 0.2 | No | =GetRate("ELE",$A5,2) | 1 | =PRODUCT(C5*E5,F5) | =G5
B |  | Electrical General Discount | =GetValue("Discount ELE General",3) | % | =SubTotal(G5:G5) | 1 | =PRODUCT(C6*E6,F6) | =G6
B |  | Electrical Waste and Fixings | =GetValue("Waste 7.5%",3) | % | =SubTotal(G1:G6) | 1 | =PRODUCT(C7*E7,F7) | =G7
B | Electrician | Labour, cable tray | 0.22 | hrs | =GetRate("LAB1",$A8,2) | 1 | =PRODUCT(C8*E8,F8) | =G8
B | Electrician | Labour, corner | 0.25 | hrs | =GetRate("LAB1",$A9,2) | 0.2 | =PRODUCT(C9*E9,F9) | =G9
B | Electrician | Labour, Tee | 0.35 | hrs | =GetRate("LAB1",$A10,2) | 0.2 | =PRODUCT(C10*E10,F10) | =G10
B |  | Margin | =GetValue("Builders margin",3) | % | =SubTotal(G1:G10) | 1 | =PRODUCT(C11*E11,F11) | =G11
B |  | Tee and bend at 1 each per 5m
I | T33.09.010 | 150mm wide | T33.09_ELE_Cable Carriers | m
B | UNI_0004 | Galv Cable Tray 150mm | 1 | m | =GetRate("ELE",$A1,2) | 1 | =PRODUCT(C1*E1,F1) | =G1
B |  | Electrical General Discount | =GetValue("Discount ELE General",3) | % | =SubTotal(G1:G1) | 1 | =PRODUCT(C2*E2,F2) | =G2
B | UNI_0019 | Galv 90° External Sweep 150mm | 0.2 | No | =GetRate("ELE",$A3,2) | 1 | =PRODUCT(C3*E3,F3) | =G3
B |  | Electrical General Discount | =GetValue("Discount ELE General",3) | % | =SubTotal(G3:G3) | 1 | =PRODUCT(C4*E4,F4) | =G4
B | UNI_0034 | Galv 90° Tee 150mm | 0.2 | No | =GetRate("ELE",$A5,2) | 1 | =PRODUCT(C5*E5,F5) | =G5
B |  | Electrical General Discount | =GetValue("Discount ELE General",3) | % | =SubTotal(G5:G5) | 1 | =PRODUCT(C6*E6,F6) | =G6
B |  | Electrical Waste and Fixings | =GetValue("Waste 7.5%",3) | % | =SubTotal(G1:G6) | 1 | =PRODUCT(C7*E7,F7) | =G7
B | Electrician | Labour, cable tray | 0.25 | hrs | =GetRate("LAB1",$A8,2) | 1 | =PRODUCT(C8*E8,F8) | =G8
B | Electrician | Labour, corner | 0.25 | hrs | =GetRate("LAB1",$A9,2) | 0.2 | =PRODUCT(C9*E9,F9) | =G9
B | Electrician | Labour, Tee | 0.35 | hrs | =GetRate("LAB1",$A10,2) | 0.2 | =PRODUCT(C10*E10,F10) | =G10
B |  | Margin | =GetValue("Builders margin",3) | % | =SubTotal(G1:G10) | 1 | =PRODUCT(C11*E11,F11) | =G11
B |  | Tee and bend at 1 each per 5m
I | T33.09.013 | 300mm wide | T33.09_ELE_Cable Carriers | m
B | UNI_0010 | Galv Cable Tray 300mm | 1 | m | =GetRate("ELE",$A1,2) | 1 | =PRODUCT(C1*E1,F1) | =G1
B |  | Electrical General Discount | =GetValue("Discount ELE General",3) | % | =SubTotal(G1:G1) | 1 | =PRODUCT(C2*E2,F2) | =G2
B | UNI_0025 | Galv 90° External Sweep 300mm | 0.2 | No | =GetRate("ELE",$A3,2) | 1 | =PRODUCT(C3*E3,F3) | =G3
B |  | Electrical General Discount | =GetValue("Discount ELE General",3) | % | =SubTotal(G3:G3) | 1 | =PRODUCT(C4*E4,F4) | =G4
B | UNI_0040 | Galv 90° Tee 300mm | 0.2 | No | =GetRate("ELE",$A5,2) | 1 | =PRODUCT(C5*E5,F5) | =G5
B |  | Electrical General Discount | =GetValue("Discount ELE General",3) | % | =SubTotal(G5:G5) | 1 | =PRODUCT(C6*E6,F6) | =G6
B |  | Electrical Waste and Fixings | =GetValue("Waste 7.5%",3) | % | =SubTotal(G1:G6) | 1 | =PRODUCT(C7*E7,F7) | =G7
B | Electrician | Labour, cable tray | 0.3 | hrs | =GetRate("LAB1",$A8,2) | 1 | =PRODUCT(C8*E8,F8) | =G8
B | Electrician | Labour, corner | 0.25 | hrs | =GetRate("LAB1",$A9,2) | 0.2 | =PRODUCT(C9*E9,F9) | =G9
B | Electrician | Labour, Tee | 0.35 | hrs | =GetRate("LAB1",$A10,2) | 0.2 | =PRODUCT(C10*E10,F10) | =G10
B |  | Margin | =GetValue("Builders margin",3) | % | =SubTotal(G1:G10) | 1 | =PRODUCT(C11*E11,F11) | =G11
B |  | Tee and bend at 1 each per 5m
I | T33.09.016 | 450mm wide | T33.09_ELE_Cable Carriers | m
B | UNI_0013 | Galv Cable Tray 450mm | 1 | m | =GetRate("ELE",$A1,2) | 1 | =PRODUCT(C1*E1,F1) | =G1
B |  | Electrical General Discount | =GetValue("Discount ELE General",3) | % | =SubTotal(G1:G1) | 1 | =PRODUCT(C2*E2,F2) | =G2
B | UNI_0028 | Galv 90° External Sweep 450mm | 0.2 | No | =GetRate("ELE",$A3,2) | 1 | =PRODUCT(C3*E3,F3) | =G3
B |  | Electrical General Discount | =GetValue("Discount ELE General",3) | % | =SubTotal(G3:G3) | 1 | =PRODUCT(C4*E4,F4) | =G4
B | UNI_0043 | Galv 90° Tee 450mm | 0.2 | No | =GetRate("ELE",$A5,2) | 1 | =PRODUCT(C5*E5,F5) | =G5
B |  | Electrical General Discount | =GetValue("Discount ELE General",3) | % | =SubTotal(G5:G5) | 1 | =PRODUCT(C6*E6,F6) | =G6
B |  | Electrical Waste and Fixings | =GetValue("Waste 7.5%",3) | % | =SubTotal(G1:G6) | 1 | =PRODUCT(C7*E7,F7) | =G7
B | Electrician | Labour, cable tray | 0.35 | hrs | =GetRate("LAB1",$A8,2) | 1 | =PRODUCT(C8*E8,F8) | =G8
B | Electrician | Labour, corner | 0.25 | hrs | =GetRate("LAB1",$A9,2) | 0.2 | =PRODUCT(C9*E9,F9) | =G9
B | Electrician | Labour, Tee | 0.35 | hrs | =GetRate("LAB1",$A10,2) | 0.2 | =PRODUCT(C10*E10,F10) | =G10
B |  | Margin | =GetValue("Builders margin",3) | % | =SubTotal(G1:G10) | 1 | =PRODUCT(C11*E11,F11) | =G11
B |  | Tee and bend at 1 each per 5m
I | T33.09.019 | 600mm wide | T33.09_ELE_Cable Carriers | m
I | T33.09.019A | <b>Cable Ladder,</b> galvanised steel, including support brackets, with 2 fittings per 5m | T33.09_ELE_Cable Carriers | m
I | T33.09.019B | 150mm wide | T33.09_ELE_Cable Carriers | m
B | UNI_0100 | Galv. Ladder Tray LT3 150mm | 1 | m | =GetRate("ELE",$A1,2) | 1 | =PRODUCT(C1*E1,F1) | =G1
B |  | Electrical General Discount | =GetValue("Discount ELE General",3) | % | =SubTotal(G1:G1) | 1 | =PRODUCT(C2*E2,F2) | =G2
B | UNI_0115 | Galv. Ladder Tray LT3 Fish Plate | 0.2 | No | =GetRate("ELE",$A3,2) | 1 | =PRODUCT(C3*E3,F3) | =G3
B |  | Electrical General Discount | =GetValue("Discount ELE General",3) | % | =SubTotal(G3:G3) | 1 | =PRODUCT(C4*E4,F4) | =G4
B | UNI_0112 | Galv. Ladder Tray LT3 Accessory Gussets | 0.2 | No | =GetRate("ELE",$A5,2) | 1 | =PRODUCT(C5*E5,F5) | =G5
B |  | Electrical General Discount | =GetValue("Discount ELE General",3) | % | =SubTotal(G5:G5) | 1 | =PRODUCT(C6*E6,F6) | =G6
B |  | Electrical Waste and Fixings | =GetValue("Waste 7.5%",3) | % | =SubTotal(G1:G6) | 1 | =PRODUCT(C7*E7,F7) | =G7
B | Electrician | Labour, cable tray | 0.25 | hrs | =GetRate("LAB1",$A8,2) | 1 | =PRODUCT(C8*E8,F8) | =G8
B | Electrician | Labour, corner | 0.25 | hrs | =GetRate("LAB1",$A9,2) | 0.2 | =PRODUCT(C9*E9,F9) | =G9
B | Electrician | Labour, Tee | 0.35 | hrs | =GetRate("LAB1",$A10,2) | 0.2 | =PRODUCT(C10*E10,F10) | =G10
B |  | Margin | =GetValue("Builders margin",3) | % | =SubTotal(G1:G10) | 1 | =PRODUCT(C11*E11,F11) | =G11
B |  | Tee and bend at 1 each per 5m
I | T33.09.019C | 300mm wide | T33.09_ELE_Cable Carriers | m
B | UNI_0103 | Galv. Ladder Tray LT3 300mm | 1 | m | =GetRate("ELE",$A1,2) | 1 | =PRODUCT(C1*E1,F1) | =G1
B |  | Electrical General Discount | =GetValue("Discount ELE General",3) | % | =SubTotal(G1:G1) | 1 | =PRODUCT(C2*E2,F2) | =G2
B | UNI_0115 | Galv. Ladder Tray LT3 Fish Plate | 0.2 | No | =GetRate("ELE",$A3,2) | 1 | =PRODUCT(C3*E3,F3) | =G3
B |  | Electrical General Discount | =GetValue("Discount ELE General",3) | % | =SubTotal(G3:G3) | 1 | =PRODUCT(C4*E4,F4) | =G4
B | UNI_0112 | Galv. Ladder Tray LT3 Accessory Gussets | 0.2 | No | =GetRate("ELE",$A5,2) | 1 | =PRODUCT(C5*E5,F5) | =G5
B |  | Electrical General Discount | =GetValue("Discount ELE General",3) | % | =SubTotal(G5:G5) | 1 | =PRODUCT(C6*E6,F6) | =G6
B |  | Electrical Waste and Fixings | =GetValue("Waste 7.5%",3) | % | =SubTotal(G1:G6) | 1 | =PRODUCT(C7*E7,F7) | =G7
B | Electrician | Labour, cable tray | 0.35 | hrs | =GetRate("LAB1",$A8,2) | 1 | =PRODUCT(C8*E8,F8) | =G8
B | Electrician | Labour, corner | 0.25 | hrs | =GetRate("LAB1",$A9,2) | 0.2 | =PRODUCT(C9*E9,F9) | =G9
B | Electrician | Labour, Tee | 0.35 | hrs | =GetRate("LAB1",$A10,2) | 0.2 | =PRODUCT(C10*E10,F10) | =G10
B |  | Margin | =GetValue("Builders margin",3) | % | =SubTotal(G1:G10) | 1 | =PRODUCT(C11*E11,F11) | =G11
B |  | Tee and bend at 1 each per 5m
I | T33.09.019D | 450mm wide | T33.09_ELE_Cable Carriers | m
B | UNI_0106 | Galv. Ladder Tray LT3 450mm | 1 | m | =GetRate("ELE",$A1,2) | 1 | =PRODUCT(C1*E1,F1) | =G1
B |  | Electrical General Discount | =GetValue("Discount ELE General",3) | % | =SubTotal(G1:G1) | 1 | =PRODUCT(C2*E2,F2) | =G2
B | UNI_0115 | Galv. Ladder Tray LT3 Fish Plate | 0.2 | No | =GetRate("ELE",$A3,2) | 1 | =PRODUCT(C3*E3,F3) | =G3
B |  | Electrical General Discount | =GetValue("Discount ELE General",3) | % | =SubTotal(G3:G3) | 1 | =PRODUCT(C4*E4,F4) | =G4
B | UNI_0112 | Galv. Ladder Tray LT3 Accessory Gussets | 0.2 | No | =GetRate("ELE",$A5,2) | 1 | =PRODUCT(C5*E5,F5) | =G5
B |  | Electrical General Discount | =GetValue("Discount ELE General",3) | % | =SubTotal(G5:G5) | 1 | =PRODUCT(C6*E6,F6) | =G6
B |  | Electrical Waste and Fixings | =GetValue("Waste 7.5%",3) | % | =SubTotal(G1:G6) | 1 | =PRODUCT(C7*E7,F7) | =G7
B | Electrician | Labour, cable tray | 0.5 | hrs | =GetRate("LAB1",$A8,2) | 1 | =PRODUCT(C8*E8,F8) | =G8
B | Electrician | Labour, corner | 0.25 | hrs | =GetRate("LAB1",$A9,2) | 0.2 | =PRODUCT(C9*E9,F9) | =G9
B | Electrician | Labour, Tee | 0.35 | hrs | =GetRate("LAB1",$A10,2) | 0.2 | =PRODUCT(C10*E10,F10) | =G10
B |  | Margin | =GetValue("Builders margin",3) | % | =SubTotal(G1:G10) | 1 | =PRODUCT(C11*E11,F11) | =G11
B |  | Tee and bend at 1 each per 5m
I | T33.09.019E | 600mm wide | T33.09_ELE_Cable Carriers | m
B | UNI_0109 | Galv. Ladder Tray LT3 600mm | 1 | m | =GetRate("ELE",$A1,2) | 1 | =PRODUCT(C1*E1,F1) | =G1
B |  | Electrical General Discount | =GetValue("Discount ELE General",3) | % | =SubTotal(G1:G1) | 1 | =PRODUCT(C2*E2,F2) | =G2
B | UNI_0115 | Galv. Ladder Tray LT3 Fish Plate | 0.2 | No | =GetRate("ELE",$A3,2) | 1 | =PRODUCT(C3*E3,F3) | =G3
B |  | Electrical General Discount | =GetValue("Discount ELE General",3) | % | =SubTotal(G3:G3) | 1 | =PRODUCT(C4*E4,F4) | =G4
B | UNI_0112 | Galv. Ladder Tray LT3 Accessory Gussets | 0.2 | No | =GetRate("ELE",$A5,2) | 1 | =PRODUCT(C5*E5,F5) | =G5
B |  | Electrical General Discount | =GetValue("Discount ELE General",3) | % | =SubTotal(G5:G5) | 1 | =PRODUCT(C6*E6,F6) | =G6
B |  | Electrical Waste and Fixings | =GetValue("Waste 7.5%",3) | % | =SubTotal(G1:G6) | 1 | =PRODUCT(C7*E7,F7) | =G7
B | Electrician | Labour, cable tray | 0.75 | hrs | =GetRate("LAB1",$A8,2) | 1 | =PRODUCT(C8*E8,F8) | =G8
B | Electrician | Labour, corner | 0.25 | hrs | =GetRate("LAB1",$A9,2) | 0.2 | =PRODUCT(C9*E9,F9) | =G9
B | Electrician | Labour, Tee | 0.35 | hrs | =GetRate("LAB1",$A10,2) | 0.2 | =PRODUCT(C10*E10,F10) | =G10
B |  | Margin | =GetValue("Builders margin",3) | % | =SubTotal(G1:G10) | 1 | =PRODUCT(C11*E11,F11) | =G11
B |  | Tee and bend at 1 each per 5m
I | T33.09.022 | <b>Cable Trunking,</b> including lid and support brackets, with 2 fittings and bends per 5m | T33.09_ELE_Cable Carriers
I | T33.09.025 | 75mm x 50mm | T33.09_ELE_Cable Carriers | m
B | UNI_0049 | EP Trunking & Lid75x50 | 1 | m | =GetRate("ELE",$A1,2) | 1 | =PRODUCT(C1*E1,F1) | =G1
B |  | Electrical General Discount | =GetValue("Discount ELE General",3) | % | =SubTotal(G1:G1) | 1 | =PRODUCT(C2*E2,F2) | =G2
B | UNI_0067 | EP Trunking Horiz Bend Lid Outside75x50 | 0.2 | No | =GetRate("ELE",$A3,2) | 1 | =PRODUCT(C3*E3,F3) | =G3
B |  | Electrical General Discount | =GetValue("Discount ELE General",3) | % | =SubTotal(G3:G3) | 1 | =PRODUCT(C4*E4,F4) | =G4
B | UNI_0085 | EP Trunking TEE Lid Horizontal75x50 | 0.2 | No | =GetRate("ELE",$A5,2) | 1 | =PRODUCT(C5*E5,F5) | =G5
B |  | Electrical General Discount | =GetValue("Discount ELE General",3) | % | =SubTotal(G5:G5) | 1 | =PRODUCT(C6*E6,F6) | =G6
B |  | Electrical Waste and Fixings | =GetValue("Waste 7.5%",3) | % | =SubTotal(G1:G6) | 1 | =PRODUCT(C7*E7,F7) | =G7
B | Electrician | Labour, trunking | 0.6 | hrs | =GetRate("LAB1",$A8,2) | 1 | =PRODUCT(C8*E8,F8) | =G8
B | Electrician | Labour, corner | 0.35 | hrs | =GetRate("LAB1",$A9,2) | 0.2 | =PRODUCT(C9*E9,F9) | =G9
B | Electrician | Labour, Tee | 0.35 | hrs | =GetRate("LAB1",$A10,2) | 0.2 | =PRODUCT(C10*E10,F10) | =G10
B |  | Margin | =GetValue("Builders margin",3) | % | =SubTotal(G1:G10) | 1 | =PRODUCT(C11*E11,F11) | =G11
B |  | Tee and bend at 1 each per 5m
I | T33.09.028 | 100mm x 50mm | T33.09_ELE_Cable Carriers | m
B | UNI_0052 | EP Trunking & Lid100x50 | 1 | m | =GetRate("ELE",$A1,2) | 1 | =PRODUCT(C1*E1,F1) | =G1
B |  | Electrical General Discount | =GetValue("Discount ELE General",3) | % | =SubTotal(G1:G1) | 1 | =PRODUCT(C2*E2,F2) | =G2
B | UNI_0070 | EP Trunking Horiz Bend Lid Outside100x50 | 0.2 | No | =GetRate("ELE",$A3,2) | 1 | =PRODUCT(C3*E3,F3) | =G3
B |  | Electrical General Discount | =GetValue("Discount ELE General",3) | % | =SubTotal(G3:G3) | 1 | =PRODUCT(C4*E4,F4) | =G4
B | UNI_0088 | EP Trunking TEE Lid Horizontal100x50 | 0.2 | No | =GetRate("ELE",$A5,2) | 1 | =PRODUCT(C5*E5,F5) | =G5
B |  | Electrical General Discount | =GetValue("Discount ELE General",3) | % | =SubTotal(G5:G5) | 1 | =PRODUCT(C6*E6,F6) | =G6
B |  | Electrical Waste and Fixings | =GetValue("Waste 7.5%",3) | % | =SubTotal(G1:G6) | 1 | =PRODUCT(C7*E7,F7) | =G7
B | Electrician | Labour, trunking | 0.8 | hrs | =GetRate("LAB1",$A8,2) | 1 | =PRODUCT(C8*E8,F8) | =G8
B | Electrician | Labour, corner | 0.35 | hrs | =GetRate("LAB1",$A9,2) | 0.2 | =PRODUCT(C9*E9,F9) | =G9
B | Electrician | Labour, Tee | 0.35 | hrs | =GetRate("LAB1",$A10,2) | 0.2 | =PRODUCT(C10*E10,F10) | =G10
B |  | Margin | =GetValue("Builders margin",3) | % | =SubTotal(G1:G10) | 1 | =PRODUCT(C11*E11,F11) | =G11
B |  | Tee and bend at 1 each per 5m
I | T33.09.031 | 100mm x 75mm | T33.09_ELE_Cable Carriers | m
B | UNI_0055 | EP Trunking & Lid100x75 | 1 | m | =GetRate("ELE",$A1,2) | 1 | =PRODUCT(C1*E1,F1) | =G1
B |  | Electrical General Discount | =GetValue("Discount ELE General",3) | % | =SubTotal(G1:G1) | 1 | =PRODUCT(C2*E2,F2) | =G2
B | UNI_0073 | EP Trunking Horiz Bend Lid Outside100x75 | 0.2 | No | =GetRate("ELE",$A3,2) | 1 | =PRODUCT(C3*E3,F3) | =G3
B |  | Electrical General Discount | =GetValue("Discount ELE General",3) | % | =SubTotal(G3:G3) | 1 | =PRODUCT(C4*E4,F4) | =G4
B | UNI_0091 | EP Trunking TEE Lid Horizontal100x75 | 0.2 | No | =GetRate("ELE",$A5,2) | 1 | =PRODUCT(C5*E5,F5) | =G5
B |  | Electrical General Discount | =GetValue("Discount ELE General",3) | % | =SubTotal(G5:G5) | 1 | =PRODUCT(C6*E6,F6) | =G6
B |  | Electrical Waste and Fixings | =GetValue("Waste 7.5%",3) | % | =SubTotal(G1:G6) | 1 | =PRODUCT(C7*E7,F7) | =G7
B | Electrician | Labour, trunking | 0.8 | hrs | =GetRate("LAB1",$A8,2) | 1 | =PRODUCT(C8*E8,F8) | =G8
B | Electrician | Labour, corner | 0.35 | hrs | =GetRate("LAB1",$A9,2) | 0.2 | =PRODUCT(C9*E9,F9) | =G9
B | Electrician | Labour, Tee | 0.4 | hrs | =GetRate("LAB1",$A10,2) | 0.2 | =PRODUCT(C10*E10,F10) | =G10
B |  | Margin | =GetValue("Builders margin",3) | % | =SubTotal(G1:G10) | 1 | =PRODUCT(C11*E11,F11) | =G11
B |  | Tee and bend at 1 each per 5m
I | T33.09.034 | <b>Skirting/Trunking,</b> aluminium, including lid, fixing, nominal number of fittings, excluding outlets | T33.09_ELE_Cable Carriers
I | T33.09.037 | 2 channel | T33.09_ELE_Cable Carriers | m | 137.7515
I | T33.09.040 | 3 channel | T33.09_ELE_Cable Carriers | m | 157.4302
I | T33.09.043 | <b>Add</b> extra for electro-powdercoated finish | T33.09_ELE_Cable Carriers | % | 21.8653
I | T33.09.046 | PVC maxi trunking | T33.09_ELE_Cable Carriers
I | T33.09.049 | 100mm x 100mm | T33.09_ELE_Cable Carriers | m
B | MAR_010 | 100 x 100 Grey MAXI TRUNKING – 4m Price is for 1m, converted already | 1 | m | =GetRate("ELE",$A1,2) | 1 | =PRODUCT(C1*E1,F1) | =G1
B |  | Electrical General Discount | =GetValue("Discount ELE General",3) | % | =SubTotal(G1:G1) | 1 | =PRODUCT(C2*E2,F2) | =G2
B | MAR_037 | 100 x 100 Grey MAXI TRUNKING END PIECE | 0.2 | No | =GetRate("ELE",$A3,2) | 1 | =PRODUCT(C3*E3,F3) | =G3
B |  | Electrical General Discount | =GetValue("Discount ELE General",3) | % | =SubTotal(G3:G3) | 1 | =PRODUCT(C4*E4,F4) | =G4
B |  | Electrical Waste and Fixings | =GetValue("Waste 7.5%",3) | % | =SubTotal(G1:G4) | 1 | =PRODUCT(C5*E5,F5) | =G5
B | Electrician | Labour, trunking | 0.8 | hrs | =GetRate("LAB1",$A6,2) | 1 | =PRODUCT(C6*E6,F6) | =G6
B | Electrician | Labour, Tee | 0.4 | hrs | =GetRate("LAB1",$A7,2) | 0.2 | =PRODUCT(C7*E7,F7) | =G7
B |  | Margin | =GetValue("Builders margin",3) | % | =SubTotal(G1:G7) | 1 | =PRODUCT(C8*E8,F8) | =G8
B |  | Tee and bend at 1 each per 5m
I | T33.09.052 | 150mm x 75mm | T33.09_ELE_Cable Carriers | m
B | MAR_013 | 150 x 75 Grey MAXI TRUNKING – 4m. Price is for 1m, converted already | 1 | m | =GetRate("ELE",$A1,2) | 1 | =PRODUCT(C1*E1,F1) | =G1
B |  | Electrical General Discount | =GetValue("Discount ELE General",3) | % | =SubTotal(G1:G1) | 1 | =PRODUCT(C2*E2,F2) | =G2
B | MAR_037 | 100 x 100 Grey MAXI TRUNKING END PIECE | 0.2 | No | =GetRate("ELE",$A3,2) | 1 | =PRODUCT(C3*E3,F3) | =G3
B |  | Electrical General Discount | =GetValue("Discount ELE General",3) | % | =SubTotal(G3:G3) | 1 | =PRODUCT(C4*E4,F4) | =G4
B |  | Electrical Waste and Fixings | =GetValue("Waste 7.5%",3) | % | =SubTotal(G1:G4) | 1 | =PRODUCT(C5*E5,F5) | =G5
B | Electrician | Labour, trunking | 0.8 | hrs | =GetRate("LAB1",$A6,2) | 1 | =PRODUCT(C6*E6,F6) | =G6
B | Electrician | Labour, Tee | 0.4 | hrs | =GetRate("LAB1",$A7,2) | 0.2 | =PRODUCT(C7*E7,F7) | =G7
B |  | Margin | =GetValue("Builders margin",3) | % | =SubTotal(G1:G7) | 1 | =PRODUCT(C8*E8,F8) | =G8
B |  | Tee and bend at 1 each per 5m
I | T33.09.055 | <b>Flush Floor Type Trunking,</b> galvanised steel, fixed in floor recess | T33.09_ELE_Cable Carriers
I | T33.09.058 | 1 channel | T33.09_ELE_Cable Carriers | m | 124.6323
I | T33.09.061 | 2 channel | T33.09_ELE_Cable Carriers | m | 135.5649
I | T33.09.064 | 3 channel | T33.09_ELE_Cable Carriers | m | 158.5235
I | T33.09.067 | <b>Add</b> extra for junction box (nominal 3 way) | T33.09_ELE_Cable Carriers
I | T33.09.070 | 1 channel | T33.09_ELE_Cable Carriers | No | 229.5858
I | T33.09.073 | 2 channel | T33.09_ELE_Cable Carriers | No | 273.3164
I | T33.09.076 | 3 channel | T33.09_ELE_Cable Carriers | No | 344.3787
I | T33.10.001 | Conduits | T33.10_ELE_Conduits
I | T33.10.004 | Rates include nominal number of fittings | T33.10_ELE_Conduits
I | T33.10.007 | <b>PVC Conduit</b> | T33.10_ELE_Conduits
I | T33.10.010 | Fixed to concrete masonry, cast into concrete or installed in roof space | T33.10_ELE_Conduits
I | T33.10.013 | 20mm diameter | T33.10_ELE_Conduits | m
B | PM_36ELE_001 | CONDUIT IMPEL 4M MARO120G | 1 | ln | =GetRate("SUP1",$A1,2) | 0.25 | =PRODUCT(C1*E1,F1) | =G1
B |  | Electrical General Discount | =GetValue("Discount ELE General",3) | % | =SubTotal(G1:G1) | 1 | =PRODUCT(C2*E2,F2) | =G2
B | PM_36ELE_010 | CONDUIT IMPEL PLAIN BEND MAR1220G | 0.25 | ea | =GetRate("SUP1",$A3,2) | 1 | =PRODUCT(C3*E3,F3) | =G3
B |  | Electrical General Discount | =GetValue("Discount ELE General",3) | % | =SubTotal(G3:G3) | 1 | =PRODUCT(C4*E4,F4) | =G4
B | PM_36ELE_019 | CONDUIT INSP TEE 20MM MAR1420G | 0.25 | ea | =GetRate("SUP1",$A5,2) | 1 | =PRODUCT(C5*E5,F5) | =G5
B |  | Electrical General Discount | =GetValue("Discount ELE General",3) | % | =SubTotal(G5:G5) | 1 | =PRODUCT(C6*E6,F6) | =G6
B |  | Electrical Waste and Fixings | =GetValue("Waste 7.5%",3) | % | =SubTotal(G1:G6) | 1 | =PRODUCT(C7*E7,F7) | =G7
B | Electrician | Labour to conduit | 0.12 | hrs | =GetRate("LAB1",$A8,2) | 1 | =PRODUCT(C8*E8,F8) | =G8
B | Electrician | Labour to bend | 0.2 | hrs | =GetRate("LAB1",$A9,2) | 0.25 | =PRODUCT(C9*E9,F9) | =G9
B | Electrician | Labour to tee | 0.2 | hrs | =GetRate("LAB1",$A10,2) | 0.25 | =PRODUCT(C10*E10,F10) | =G10
B |  | Margin | =GetValue("Builders margin",3) | % | =SubTotal(G1:G10) | 1 | =PRODUCT(C11*E11,F11) | =G11
B |  | Tee and bend at 1 each per 4m
I | T33.10.016 | 25mm diameter | T33.10_ELE_Conduits | m
B | PM_36ELE_004 | CONDUIT IMPEL 4M MARO125G | 1 | ln | =GetRate("SUP1",$A1,2) | 0.25 | =PRODUCT(C1*E1,F1) | =G1
B |  | Electrical General Discount | =GetValue("Discount ELE General",3) | % | =SubTotal(G1:G1) | 1 | =PRODUCT(C2*E2,F2) | =G2
B | PM_36ELE_013 | CONDUIT IMPEL PLAIN BEND MAR1225G | 0.25 | ea | =GetRate("SUP1",$A3,2) | 1 | =PRODUCT(C3*E3,F3) | =G3
B |  | Electrical General Discount | =GetValue("Discount ELE General",3) | % | =SubTotal(G3:G3) | 1 | =PRODUCT(C4*E4,F4) | =G4
B | PM_36ELE_022 | CONDUIT INSP TEE 25MM MAR1425G | 0.25 | ea | =GetRate("SUP1",$A5,2) | 1 | =PRODUCT(C5*E5,F5) | =G5
B |  | Electrical General Discount | =GetValue("Discount ELE General",3) | % | =SubTotal(G5:G5) | 1 | =PRODUCT(C6*E6,F6) | =G6
B |  | Electrical Waste and Fixings | =GetValue("Waste 7.5%",3) | % | =SubTotal(G1:G6) | 1 | =PRODUCT(C7*E7,F7) | =G7
B | Electrician | Labour to conduit | 0.12 | hrs | =GetRate("LAB1",$A8,2) | 1 | =PRODUCT(C8*E8,F8) | =G8
B | Electrician | Labour to bend | 0.2 | hrs | =GetRate("LAB1",$A9,2) | 0.25 | =PRODUCT(C9*E9,F9) | =G9
B | Electrician | Labour to tee | 0.2 | hrs | =GetRate("LAB1",$A10,2) | 0.25 | =PRODUCT(C10*E10,F10) | =G10
B |  | Margin | =GetValue("Builders margin",3) | % | =SubTotal(G1:G10) | 1 | =PRODUCT(C11*E11,F11) | =G11
B |  | Tee and bend at 1 each per 4m
I | T33.10.019 | 32mm diameter | T33.10_ELE_Conduits | m
B | PM_36ELE_007 | CONDUIT IMPEL 4M MARO132G | 1 | ln | =GetRate("SUP1",$A1,2) | 0.25 | =PRODUCT(C1*E1,F1) | =G1
B |  | Electrical General Discount | =GetValue("Discount ELE General",3) | % | =SubTotal(G1:G1) | 1 | =PRODUCT(C2*E2,F2) | =G2
B | PM_36ELE_016 | CONDUIT IMPEL PLAIN BEND MAR1232G | 0.25 | ea | =GetRate("SUP1",$A3,2) | 1 | =PRODUCT(C3*E3,F3) | =G3
B |  | Electrical General Discount | =GetValue("Discount ELE General",3) | % | =SubTotal(G3:G3) | 1 | =PRODUCT(C4*E4,F4) | =G4
B | PM_36ELE_025 | CONDUIT INSP TEE 32MM MAR1432G | 0.25 | ea | =GetRate("SUP1",$A5,2) | 1 | =PRODUCT(C5*E5,F5) | =G5
B |  | Electrical General Discount | =GetValue("Discount ELE General",3) | % | =SubTotal(G5:G5) | 1 | =PRODUCT(C6*E6,F6) | =G6
B |  | Electrical Waste and Fixings | =GetValue("Waste 7.5%",3) | % | =SubTotal(G1:G6) | 1 | =PRODUCT(C7*E7,F7) | =G7
B | Electrician | Labour to conduit | 0.12 | hrs | =GetRate("LAB1",$A8,2) | 1 | =PRODUCT(C8*E8,F8) | =G8
B | Electrician | Labour to bend | 0.2 | hrs | =GetRate("LAB1",$A9,2) | 0.25 | =PRODUCT(C9*E9,F9) | =G9
B | Electrician | Labour to tee | 0.2 | hrs | =GetRate("LAB1",$A10,2) | 0.25 | =PRODUCT(C10*E10,F10) | =G10
B |  | Margin | =GetValue("Builders margin",3) | % | =SubTotal(G1:G10) | 1 | =PRODUCT(C11*E11,F11) | =G11
B |  | Tee and bend at 1 each per 4m
I | T33.10.022 | Buried underground, including protection strip, but excluding trench excavation and backfill | T33.10_ELE_Conduits
I | T33.10.025 | 20mm diameter | T33.10_ELE_Conduits | m
B | PM_36ELE_001 | CONDUIT IMPEL 4M MARO120G | 1 | ln | =GetRate("SUP1",$A1,2) | 0.25 | =PRODUCT(C1*E1,F1) | =G1
B |  | Electrical General Discount | =GetValue("Discount ELE General",3) | % | =SubTotal(G1:G1) | 1 | =PRODUCT(C2*E2,F2) | =G2
B | PM_36ELE_010 | CONDUIT IMPEL PLAIN BEND MAR1220G | 0.33333 | ea | =GetRate("SUP1",$A3,2) | 1 | =PRODUCT(C3*E3,F3) | =G3
B |  | Electrical General Discount | =GetValue("Discount ELE General",3) | % | =SubTotal(G3:G3) | 1 | =PRODUCT(C4*E4,F4) | =G4
B | PM_36ELE_019 | CONDUIT INSP TEE 20MM MAR1420G | 0.33333 | ea | =GetRate("SUP1",$A5,2) | 1 | =PRODUCT(C5*E5,F5) | =G5
B |  | Electrical General Discount | =GetValue("Discount ELE General",3) | % | =SubTotal(G5:G5) | 1 | =PRODUCT(C6*E6,F6) | =G6
B | CLIP_0064 | Danger tape In Ground Fittings | 1 | m | =GetRate("ELE",$A7,2) | 1 | =PRODUCT(C7*E7,F7) | =G7
B |  | Electrical General Discount | =GetValue("Discount ELE General",3) | % | =SubTotal(G7:G7) | 1 | =PRODUCT(C8*E8,F8) | =G8
B | Terminate_003 | Termination P & Seal | 0.02 | No | =GetRate("ELE",$A9,2) | 1 | =PRODUCT(C9*E9,F9) | =G9
B |  | Electrical General Discount | =GetValue("Discount ELE General",3) | % | =SubTotal(G9:G9) | 1 | =PRODUCT(C10*E10,F10) | =G10
B |  | Electrical Waste and Fixings | =GetValue("Waste 7.5%",3) | % | =SubTotal(G1:G10) | 1 | =PRODUCT(C11*E11,F11) | =G11
B | Electrician | Labour to conduit | 0.12 | hrs | =GetRate("LAB1",$A12,2) | 1 | =PRODUCT(C12*E12,F12) | =G12
B | Electrician | Labour to bend | 0.2 | hrs | =GetRate("LAB1",$A13,2) | 0.33333 | =PRODUCT(C13*E13,F13) | =G13
B | Electrician | Labour to tee | 0.2 | hrs | =GetRate("LAB1",$A14,2) | 0.33333 | =PRODUCT(C14*E14,F14) | =G14
B | Electrician | Labour to tape | 0.01 | hrs | =GetRate("LAB1",$A15,2) | 1 | =PRODUCT(C15*E15,F15) | =G15
B | Electrician | Labour to seal | 0.5 | hrs | =GetRate("LAB1",$A16,2) | 0.02 | =PRODUCT(C16*E16,F16) | =G16
B |  | Margin | =GetValue("Builders margin",3) | % | =SubTotal(G1:G16) | 1 | =PRODUCT(C17*E17,F17) | =G17
B |  | Tee and bend at 1 each per 3m
B |  | Termination at 1 per 50m
I | T33.10.028 | 25mm diameter | T33.10_ELE_Conduits | m
B | PM_36ELE_004 | CONDUIT IMPEL 4M MARO125G | 1 | ln | =GetRate("SUP1",$A1,2) | 0.25 | =PRODUCT(C1*E1,F1) | =G1
B |  | Electrical General Discount | =GetValue("Discount ELE General",3) | % | =SubTotal(G1:G1) | 1 | =PRODUCT(C2*E2,F2) | =G2
B | PM_36ELE_013 | CONDUIT IMPEL PLAIN BEND MAR1225G | 0.33333 | ea | =GetRate("SUP1",$A3,2) | 1 | =PRODUCT(C3*E3,F3) | =G3
B |  | Electrical General Discount | =GetValue("Discount ELE General",3) | % | =SubTotal(G3:G3) | 1 | =PRODUCT(C4*E4,F4) | =G4
B | PM_36ELE_022 | CONDUIT INSP TEE 25MM MAR1425G | 0.33333 | ea | =GetRate("SUP1",$A5,2) | 1 | =PRODUCT(C5*E5,F5) | =G5
B |  | Electrical General Discount | =GetValue("Discount ELE General",3) | % | =SubTotal(G5:G5) | 1 | =PRODUCT(C6*E6,F6) | =G6
B | CLIP_0064 | Danger tape In Ground Fittings | 1 | m | =GetRate("ELE",$A7,2) | 1 | =PRODUCT(C7*E7,F7) | =G7
B |  | Electrical General Discount | =GetValue("Discount ELE General",3) | % | =SubTotal(G7:G7) | 1 | =PRODUCT(C8*E8,F8) | =G8
B | Terminate_003 | Termination P & Seal | 0.02 | No | =GetRate("ELE",$A9,2) | 1 | =PRODUCT(C9*E9,F9) | =G9
B |  | Electrical General Discount | =GetValue("Discount ELE General",3) | % | =SubTotal(G9:G9) | 1 | =PRODUCT(C10*E10,F10) | =G10
B |  | Electrical Waste and Fixings | =GetValue("Waste 7.5%",3) | % | =SubTotal(G1:G10) | 1 | =PRODUCT(C11*E11,F11) | =G11
B | Electrician | Labour to conduit | 0.12 | hrs | =GetRate("LAB1",$A12,2) | 1 | =PRODUCT(C12*E12,F12) | =G12
B | Electrician | Labour to bend | 0.2 | hrs | =GetRate("LAB1",$A13,2) | 0.33333 | =PRODUCT(C13*E13,F13) | =G13
B | Electrician | Labour to tee | 0.2 | hrs | =GetRate("LAB1",$A14,2) | 0.33333 | =PRODUCT(C14*E14,F14) | =G14
B | Electrician | Labour to tape | 0.01 | hrs | =GetRate("LAB1",$A15,2) | 1 | =PRODUCT(C15*E15,F15) | =G15
B | Electrician | Labour to seal | 0.5 | hrs | =GetRate("LAB1",$A16,2) | 0.02 | =PRODUCT(C16*E16,F16) | =G16
B |  | Margin | =GetValue("Builders margin",3) | % | =SubTotal(G1:G16) | 1 | =PRODUCT(C17*E17,F17) | =G17
B |  | Tee and bend at 1 each per 3m
B |  | Termination at 1 per 50m
I | T33.10.031 | 32mm diameter | T33.10_ELE_Conduits | m
B | PM_36ELE_007 | CONDUIT IMPEL 4M MARO132G | 1 | ln | =GetRate("SUP1",$A1,2) | 0.25 | =PRODUCT(C1*E1,F1) | =G1
B |  | Electrical General Discount | =GetValue("Discount ELE General",3) | % | =SubTotal(G1:G1) | 1 | =PRODUCT(C2*E2,F2) | =G2
B | PM_36ELE_016 | CONDUIT IMPEL PLAIN BEND MAR1232G | 0.33333 | ea | =GetRate("SUP1",$A3,2) | 1 | =PRODUCT(C3*E3,F3) | =G3
B |  | Electrical General Discount | =GetValue("Discount ELE General",3) | % | =SubTotal(G3:G3) | 1 | =PRODUCT(C4*E4,F4) | =G4
B | PM_36ELE_025 | CONDUIT INSP TEE 32MM MAR1432G | 0.33333 | ea | =GetRate("SUP1",$A5,2) | 1 | =PRODUCT(C5*E5,F5) | =G5
B |  | Electrical General Discount | =GetValue("Discount ELE General",3) | % | =SubTotal(G5:G5) | 1 | =PRODUCT(C6*E6,F6) | =G6
B | CLIP_0064 | Danger tape In Ground Fittings | 1 | m | =GetRate("ELE",$A7,2) | 1 | =PRODUCT(C7*E7,F7) | =G7
B |  | Electrical General Discount | =GetValue("Discount ELE General",3) | % | =SubTotal(G7:G7) | 1 | =PRODUCT(C8*E8,F8) | =G8
B | Terminate_003 | Termination P & Seal | 0.02 | No | =GetRate("ELE",$A9,2) | 1 | =PRODUCT(C9*E9,F9) | =G9
B |  | Electrical General Discount | =GetValue("Discount ELE General",3) | % | =SubTotal(G9:G9) | 1 | =PRODUCT(C10*E10,F10) | =G10
B |  | Electrical Waste and Fixings | =GetValue("Waste 7.5%",3) | % | =SubTotal(G1:G10) | 1 | =PRODUCT(C11*E11,F11) | =G11
B | Electrician | Labour to conduit | 0.12 | hrs | =GetRate("LAB1",$A12,2) | 1 | =PRODUCT(C12*E12,F12) | =G12
B | Electrician | Labour to bend | 0.2 | hrs | =GetRate("LAB1",$A13,2) | 0.33333 | =PRODUCT(C13*E13,F13) | =G13
B | Electrician | Labour to tee | 0.2 | hrs | =GetRate("LAB1",$A14,2) | 0.33333 | =PRODUCT(C14*E14,F14) | =G14
B | Electrician | Labour to tape | 0.01 | hrs | =GetRate("LAB1",$A15,2) | 1 | =PRODUCT(C15*E15,F15) | =G15
B | Electrician | Labour to seal | 0.5 | hrs | =GetRate("LAB1",$A16,2) | 0.02 | =PRODUCT(C16*E16,F16) | =G16
B |  | Margin | =GetValue("Builders margin",3) | % | =SubTotal(G1:G16) | 1 | =PRODUCT(C17*E17,F17) | =G17
B |  | Tee and bend at 1 each per 3m
B |  | Termination at 1 per 50m
I | T33.10.034 | 50mm diameter | T33.10_ELE_Conduits | m
B | CLIP_0013 | 50mm conduit Conduit & Fittings | 1 | m | =GetRate("ELE",$A1,2) | 1 | =PRODUCT(C1*E1,F1) | =G1
B |  | Electrical General Discount | =GetValue("Discount ELE General",3) | % | =SubTotal(G1:G1) | 1 | =PRODUCT(C2*E2,F2) | =G2
B | CLIP_0031 | 32mm normal bend Conduit & Fittings | 0.1 | No | =GetRate("ELE",$A3,2) | 1 | =PRODUCT(C3*E3,F3) | =G3
B |  | Electrical General Discount | =GetValue("Discount ELE General",3) | % | =SubTotal(G3:G3) | 1 | =PRODUCT(C4*E4,F4) | =G4
B | CLIP_0049 | 32mm inspection tee Conduit & Fittings | 0.25 | No | =GetRate("ELE",$A5,2) | 1 | =PRODUCT(C5*E5,F5) | =G5
B |  | Electrical General Discount | =GetValue("Discount ELE General",3) | % | =SubTotal(G5:G5) | 1 | =PRODUCT(C6*E6,F6) | =G6
B | CLIP_0064 | Danger tape In Ground Fittings | 1 | m | =GetRate("ELE",$A7,2) | 1 | =PRODUCT(C7*E7,F7) | =G7
B |  | Electrical General Discount | =GetValue("Discount ELE General",3) | % | =SubTotal(G7:G7) | 1 | =PRODUCT(C8*E8,F8) | =G8
B | Terminate_003 | Termination P & Seal | 0.02 | No | =GetRate("ELE",$A9,2) | 1 | =PRODUCT(C9*E9,F9) | =G9
B |  | Electrical General Discount | =GetValue("Discount ELE General",3) | % | =SubTotal(G9:G9) | 1 | =PRODUCT(C10*E10,F10) | =G10
B |  | Electrical Waste and Fixings | =GetValue("Waste 7.5%",3) | % | =SubTotal(G1:G10) | 1 | =PRODUCT(C11*E11,F11) | =G11
B | Electrician | Labour | 0.15 | hrs | =GetRate("LAB1",$A12,2) | 1 | =PRODUCT(C12*E12,F12) | =G12
B | Electrician | Labour | 0.2 | hrs | =GetRate("LAB1",$A13,2) | 0.1 | =PRODUCT(C13*E13,F13) | =G13
B | Electrician | Labour | 0.2 | hrs | =GetRate("LAB1",$A14,2) | 0.25 | =PRODUCT(C14*E14,F14) | =G14
B | Electrician | Labour | 0.01 | hrs | =GetRate("LAB1",$A15,2) | 1 | =PRODUCT(C15*E15,F15) | =G15
B | Electrician | Labour | 0.5 | hrs | =GetRate("LAB1",$A16,2) | 0.02 | =PRODUCT(C16*E16,F16) | =G16
B |  | Margin | =GetValue("Builders margin",3) | % | =SubTotal(G1:G16) | 1 | =PRODUCT(C17*E17,F17) | =G17
B |  | Tee and bend at 1 each per 3m
B |  | Termination at 1 per 50m
I | T33.10.037 | 100mm diameter | T33.10_ELE_Conduits | m
B | CLIP_0070 | 100mm pvc duct In Ground Fittings | 1 | m | =GetRate("ELE",$A1,2) | 1 | =PRODUCT(C1*E1,F1) | =G1
B |  | Electrical General Discount | =GetValue("Discount ELE General",3) | % | =SubTotal(G1:G1) | 1 | =PRODUCT(C2*E2,F2) | =G2
B | CLIP_0076 | 100mm pvc bend 45 degree In Ground Fittings | 0.08 | No | =GetRate("ELE",$A3,2) | 1 | =PRODUCT(C3*E3,F3) | =G3
B |  | Electrical General Discount | =GetValue("Discount ELE General",3) | % | =SubTotal(G3:G3) | 1 | =PRODUCT(C4*E4,F4) | =G4
B | PM_42HWR_442 | DON NYLON ROPE 10MM P.MTR 2080KG ROS1027 | 1 | m | =GetRate("SUP1",$A5,2) | 1 | =PRODUCT(C5*E5,F5) | =G5
B |  | Electrical General Discount | =GetValue("Discount ELE General",3) | % | =SubTotal(G5:G5) | 1 | =PRODUCT(C6*E6,F6) | =G6
B | CLIP_0064 | Danger tape In Ground Fittings | 1 | m | =GetRate("ELE",$A7,2) | 1 | =PRODUCT(C7*E7,F7) | =G7
B |  | Electrical General Discount | =GetValue("Discount ELE General",3) | % | =SubTotal(G7:G7) | 1 | =PRODUCT(C8*E8,F8) | =G8
B | Terminate_003 | Termination P & Seal | 0.02 | No | =GetRate("ELE",$A9,2) | 1 | =PRODUCT(C9*E9,F9) | =G9
B |  | Electrical General Discount | =GetValue("Discount ELE General",3) | % | =SubTotal(G9:G9) | 1 | =PRODUCT(C10*E10,F10) | =G10
B |  | Electrical Waste and Fixings | =GetValue("Waste 7.5%",3) | % | =SubTotal(G1:G10) | 1 | =PRODUCT(C11*E11,F11) | =G11
B | Electrician | Labour | 0.15 | hrs | =GetRate("LAB1",$A12,2) | 1 | =PRODUCT(C12*E12,F12) | =G12
B | Electrician | Labour | 0.2 | hrs | =GetRate("LAB1",$A13,2) | 0.08 | =PRODUCT(C13*E13,F13) | =G13
B | Electrician | Labour | 0.1 | hrs | =GetRate("LAB1",$A14,2) | 1 | =PRODUCT(C14*E14,F14) | =G14
B | Electrician | Labour | 0.01 | hrs | =GetRate("LAB1",$A15,2) | 1 | =PRODUCT(C15*E15,F15) | =G15
B | Electrician | Labour | 0.5 | hrs | =GetRate("LAB1",$A16,2) | 0.02 | =PRODUCT(C16*E16,F16) | =G16
B |  | Margin | =GetValue("Builders margin",3) | % | =SubTotal(G1:G16) | 1 | =PRODUCT(C17*E17,F17) | =G17
B |  | Tee and bend at 1 each per 3m
B |  | Termination at 1 per 50m
I | T33.10.040 | <b>Galvanised Steel Conduit</b> | T33.10_ELE_Conduits
I | T33.10.043 | Fixed to concrete masonry, cast into concrete or installed in roof space | T33.10_ELE_Conduits
I | T33.10.046 | 20mm diameter | T33.10_ELE_Conduits | m
B | GALV_0001 | 20mm Galv conduit | 1 | m | =GetRate("ELE",$A1,2) | 1 | =PRODUCT(C1*E1,F1) | =G1
B |  | Electrical General Discount | =GetValue("Discount ELE General",3) | % | =SubTotal(G1:G1) | 1 | =PRODUCT(C2*E2,F2) | =G2
B | GALV_0016 | 20mm Galvanised Plain Bends | 0.25 | No | =GetRate("ELE",$A3,2) | 1 | =PRODUCT(C3*E3,F3) | =G3
B |  | Electrical General Discount | =GetValue("Discount ELE General",3) | % | =SubTotal(G3:G3) | 1 | =PRODUCT(C4*E4,F4) | =G4
B | GALV_0031 | 20mm Galvanised 2 Way Junction Box | 0.1 | No | =GetRate("ELE",$A5,2) | 1 | =PRODUCT(C5*E5,F5) | =G5
B |  | Electrical General Discount | =GetValue("Discount ELE General",3) | % | =SubTotal(G5:G5) | 1 | =PRODUCT(C6*E6,F6) | =G6
B | PDL_00055 | PDL 140c concrete f/box 1 gang_General accessories | 0.02 | No | =GetRate("ELE",$A7,2) | 1 | =PRODUCT(C7*E7,F7) | =G7
B |  | Electrical General Discount | =GetValue("Discount ELE General",3) | % | =SubTotal(G7:G7) | 1 | =PRODUCT(C8*E8,F8) | =G8
B |  | Electrical Waste and Fixings | =GetValue("Waste 7.5%",3) | % | =SubTotal(G1:G8) | 1 | =PRODUCT(C9*E9,F9) | =G9
B | Electrician | Labour, ref A1 | 0.25 | hrs | =GetRate("LAB1",$A10,2) | 1 | =PRODUCT(C10*E10,F10) | =G10
B | Electrician | Labour, ref A4 | 0.15 | hrs | =GetRate("LAB1",$A11,2) | 0.25 | =PRODUCT(C11*E11,F11) | =G11
B | Electrician | Labour, ref A7 | 0.25 | hrs | =GetRate("LAB1",$A12,2) | 0.1 | =PRODUCT(C12*E12,F12) | =G12
B | Electrician | Labour, ref A10 | 0.1 | hrs | =GetRate("LAB1",$A13,2) | 0.02 | =PRODUCT(C13*E13,F13) | =G13
B |  | Margin | =GetValue("Builders margin",3) | % | =SubTotal(G1:G13) | 1 | =PRODUCT(C14*E14,F14) | =G14
B |  | Tee and bend at 1 each per 4m
B |  | Through box at 5 per 50m
B |  | Flush box at 1 per 50m
I | T33.10.049 | 25mm diameter | T33.10_ELE_Conduits | m
B | GALV_0004 | 25mm Galv conduit | 1 | m | =GetRate("ELE",$A1,2) | 1 | =PRODUCT(C1*E1,F1) | =G1
B |  | Electrical General Discount | =GetValue("Discount ELE General",3) | % | =SubTotal(G1:G1) | 1 | =PRODUCT(C2*E2,F2) | =G2
B | GALV_0019 | 25mm Galvanised Plain Bends | 0.25 | No | =GetRate("ELE",$A3,2) | 1 | =PRODUCT(C3*E3,F3) | =G3
B |  | Electrical General Discount | =GetValue("Discount ELE General",3) | % | =SubTotal(G3:G3) | 1 | =PRODUCT(C4*E4,F4) | =G4
B | GALV_0034 | 25mm Galvanised 2 Way Junction Box | 0.1 | No | =GetRate("ELE",$A5,2) | 1 | =PRODUCT(C5*E5,F5) | =G5
B |  | Electrical General Discount | =GetValue("Discount ELE General",3) | % | =SubTotal(G5:G5) | 1 | =PRODUCT(C6*E6,F6) | =G6
B | PDL_00055 | PDL 140c concrete f/box 1 gang_General accessories | 0.02 | No | =GetRate("ELE",$A7,2) | 1 | =PRODUCT(C7*E7,F7) | =G7
B |  | Electrical General Discount | =GetValue("Discount ELE General",3) | % | =SubTotal(G7:G7) | 1 | =PRODUCT(C8*E8,F8) | =G8
B |  | Electrical Waste and Fixings | =GetValue("Waste 7.5%",3) | % | =SubTotal(G1:G8) | 1 | =PRODUCT(C9*E9,F9) | =G9
B | Electrician | Labour, ref A1 | 0.25 | hrs | =GetRate("LAB1",$A10,2) | 1 | =PRODUCT(C10*E10,F10) | =G10
B | Electrician | Labour, ref A4 | 0.15 | hrs | =GetRate("LAB1",$A11,2) | 0.25 | =PRODUCT(C11*E11,F11) | =G11
B | Electrician | Labour, ref A7 | 0.25 | hrs | =GetRate("LAB1",$A12,2) | 0.1 | =PRODUCT(C12*E12,F12) | =G12
B | Electrician | Labour, ref A10 | 0.1 | hrs | =GetRate("LAB1",$A13,2) | 0.02 | =PRODUCT(C13*E13,F13) | =G13
B |  | Margin | =GetValue("Builders margin",3) | % | =SubTotal(G1:G13) | 1 | =PRODUCT(C14*E14,F14) | =G14
B |  | Tee and bend at 1 each per 4m
B |  | Through box at 5 per 50m
B |  | Flush box at 1 per 50m
I | T33.10.052 | 32mm diameter | T33.10_ELE_Conduits | m
B | GALV_0007 | 32mm Galv conduit | 1 | m | =GetRate("ELE",$A1,2) | 1 | =PRODUCT(C1*E1,F1) | =G1
B |  | Electrical General Discount | =GetValue("Discount ELE General",3) | % | =SubTotal(G1:G1) | 1 | =PRODUCT(C2*E2,F2) | =G2
B | GALV_0022 | 32mm Galvanised Plain Bends | 0.25 | No | =GetRate("ELE",$A3,2) | 1 | =PRODUCT(C3*E3,F3) | =G3
B |  | Electrical General Discount | =GetValue("Discount ELE General",3) | % | =SubTotal(G3:G3) | 1 | =PRODUCT(C4*E4,F4) | =G4
B | GALV_0037 | 32mm Galvanised 2 Way Junction Box | 0.1 | No | =GetRate("ELE",$A5,2) | 1 | =PRODUCT(C5*E5,F5) | =G5
B |  | Electrical General Discount | =GetValue("Discount ELE General",3) | % | =SubTotal(G5:G5) | 1 | =PRODUCT(C6*E6,F6) | =G6
B | PDL_00055 | PDL 140c concrete f/box 1 gang_General accessories | 0.02 | No | =GetRate("ELE",$A7,2) | 1 | =PRODUCT(C7*E7,F7) | =G7
B |  | Electrical General Discount | =GetValue("Discount ELE General",3) | % | =SubTotal(G7:G7) | 1 | =PRODUCT(C8*E8,F8) | =G8
B |  | Electrical Waste and Fixings | =GetValue("Waste 7.5%",3) | % | =SubTotal(G1:G8) | 1 | =PRODUCT(C9*E9,F9) | =G9
B | Electrician | Labour, ref A1 | 0.35 | hrs | =GetRate("LAB1",$A10,2) | 1 | =PRODUCT(C10*E10,F10) | =G10
B | Electrician | Labour, ref A4 | 0.15 | hrs | =GetRate("LAB1",$A11,2) | 0.25 | =PRODUCT(C11*E11,F11) | =G11
B | Electrician | Labour, ref A7 | 0.25 | hrs | =GetRate("LAB1",$A12,2) | 0.1 | =PRODUCT(C12*E12,F12) | =G12
B | Electrician | Labour, ref A10 | 0.1 | hrs | =GetRate("LAB1",$A13,2) | 0.02 | =PRODUCT(C13*E13,F13) | =G13
B |  | Margin | =GetValue("Builders margin",3) | % | =SubTotal(G1:G13) | 1 | =PRODUCT(C14*E14,F14) | =G14
B |  | Tee and bend at 1 each per 4m
B |  | Through box at 5 per 50m
B |  | Flush box at 1 per 50m
I | T33.11.001 | Cable Protection Slabs | T33.11_ELE_Cable Protection Slabs
I | T33.11.004 | <b>Cable Slabs,</b> laid over cables | T33.11_ELE_Cable Protection Slabs
I | T33.11.007 | PVC Strip, 5mm thick | T33.11_ELE_Cable Protection Slabs | m
I | T33.11.008 | 100mm wide | T33.11_ELE_Cable Protection Slabs | m
B | CLIP_0068 | MAGSLAB Cable Cover 100mm x 5mm x 25mtr roll | 1 | roll | =GetRate("ELE",$A1,2) | 0.04 | =PRODUCT(C1*E1,F1) | =G1
B |  | Electrical General Discount | =GetValue("Discount ELE General",3) | % | =SubTotal(G1:G1) | 1 | =PRODUCT(C2*E2,F2) | =G2
B |  | Electrical Waste and Fixings | =GetValue("Waste 7.5%",3) | % | =SubTotal(G1:G2) | 1 | =PRODUCT(C3*E3,F3) | =G3
B | Electrician | Labour | 0.05 | hrs | =GetRate("LAB1",$A4,2) | 1 | =PRODUCT(C4*E4,F4) | =G4
B |  | Margin | =GetValue("Builders margin",3) | % | =SubTotal(G1:G4) | 1 | =PRODUCT(C5*E5,F5) | =G5
I | T33.11.009 | 150mm wide | T33.11_ELE_Cable Protection Slabs | m
B | CLIP_0067 | MAGSLAB Cable Cover 150mm x 5mm x 25 mtr roll | 1 | roll | =GetRate("ELE",$A1,2) | 0.04 | =PRODUCT(C1*E1,F1) | =G1
B |  | Electrical General Discount | =GetValue("Discount ELE General",3) | % | =SubTotal(G1:G1) | 1 | =PRODUCT(C2*E2,F2) | =G2
B |  | Electrical Waste and Fixings | =GetValue("Waste 7.5%",3) | % | =SubTotal(G1:G2) | 1 | =PRODUCT(C3*E3,F3) | =G3
B | Electrician | Labour | 0.05 | hrs | =GetRate("LAB1",$A4,2) | 1 | =PRODUCT(C4*E4,F4) | =G4
B |  | Margin | =GetValue("Builders margin",3) | % | =SubTotal(G1:G4) | 1 | =PRODUCT(C5*E5,F5) | =G5
I | T33.11.010 | Concrete cover slabs | T33.11_ELE_Cable Protection Slabs
I | T33.11.013 | 400mm x 100mm wide | T33.11_ELE_Cable Protection Slabs | m
I | T33.11.016 | 400mm x 200mm wide | T33.11_ELE_Cable Protection Slabs | m
I | T33.11.019 | Ground treated timber slabs | T33.11_ELE_Cable Protection Slabs
I | T33.11.022 | 100mm x 25mm thick | T33.11_ELE_Cable Protection Slabs | m
B | PM_01TIM_403 | 100 X 25 MM RAD MERCH H4 RS | 1 | roll | =GetRate("SUP1",$A1,2) | 0.04 | =PRODUCT(C1*E1,F1) | =G1
B |  | Electrical General Discount | =GetValue("Discount ELE General",3) | % | =SubTotal(G1:G1) | 1 | =PRODUCT(C2*E2,F2) | =G2
B |  | Electrical Waste and Fixings | =GetValue("Waste 7.5%",3) | % | =SubTotal(G1:G2) | 1 | =PRODUCT(C3*E3,F3) | =G3
B | Electrician | Labour | 0.08 | hrs | =GetRate("LAB1",$A4,2) | 1 | =PRODUCT(C4*E4,F4) | =G4
B |  | Margin | =GetValue("Builders margin",3) | % | =SubTotal(G1:G4) | 1 | =PRODUCT(C5*E5,F5) | =G5
I | T33.11.025 | 200mm x 25mm thick | T33.11_ELE_Cable Protection Slabs | m
B | PM_01TIM_409 | 200 X 25 MM RAD MERCH H4 RS | 1 | roll | =GetRate("SUP1",$A1,2) | 0.04 | =PRODUCT(C1*E1,F1) | =G1
B |  | Electrical General Discount | =GetValue("Discount ELE General",3) | % | =SubTotal(G1:G1) | 1 | =PRODUCT(C2*E2,F2) | =G2
B |  | Electrical Waste and Fixings | =GetValue("Waste 7.5%",3) | % | =SubTotal(G1:G2) | 1 | =PRODUCT(C3*E3,F3) | =G3
B | Electrician | Labour | 0.08 | hrs | =GetRate("LAB1",$A4,2) | 1 | =PRODUCT(C4*E4,F4) | =G4
B |  | Margin | =GetValue("Builders margin",3) | % | =SubTotal(G1:G4) | 1 | =PRODUCT(C5*E5,F5) | =G5
I | T33.12.001 | Cable: Generally | T33.12_ELE_Cable: Generally
I | T33.12.004 | Cables are expressed as: conductor size in mm2 (nominal overall diameter) | T33.12_ELE_Cable: Generally
I | T33.12.007 | Rates exclude conduits and trays | T33.12_ELE_Cable: Generally
I | T33.13.001 | Cable: Aluminium | T33.13_ELE_Cable: Aluminium
I | T33.13.004 | <b>Set of Four Single Core XLPE/PVC Cables,</b> drawn into conduit or fixed to cable tray | T33.13_ELE_Cable: Aluminium
I | T33.13.007 | 95mm2 (13.7mm) | T33.13_ELE_Cable: Aluminium | m
B | LVXLPE_63160 | Low Voltage XLPE_95_Al, XLPE insulated, PVC sheathed_1/core | 4 | m | =GetRate("ELE",$A1,2) | 1 | =PRODUCT(C1*E1,F1) | =G1
B |  | Electrical Cable Discount | =GetValue("Discount ELE Cable High",3) | % | =SubTotal(G1:G1) | 1 | =PRODUCT(C2*E2,F2) | =G2
B |  | Electrical Waste and Fixings | =GetValue("Waste 7.5%",3) | % | =SubTotal(G1:G2) | 1 | =PRODUCT(C3*E3,F3) | =G3
B | Electrician | Labour, set of 4 cables | 0.1 | hrs | =GetRate("LAB1",$A4,2) | 4 | =PRODUCT(C4*E4,F4) | =G4
B |  | Margin | =GetValue("Builders margin",3) | % | =SubTotal(G1:G4) | 1 | =PRODUCT(C5*E5,F5) | =G5
I | T33.13.010 | 95mm2 (13.7mm)+16mm2 copper earth | T33.13_ELE_Cable: Aluminium | m
B | LVXLPE_63160 | Low Voltage XLPE_95_Al, XLPE insulated, PVC sheathed_1/core | 4 | m | =GetRate("ELE",$A1,2) | 1 | =PRODUCT(C1*E1,F1) | =G1
B |  | Electrical Cable Discount | =GetValue("Discount ELE Cable High",3) | % | =SubTotal(G1:G1) | 1 | =PRODUCT(C2*E2,F2) | =G2
B |  | Electrical Waste and Fixings | =GetValue("Waste 7.5%",3) | % | =SubTotal(G1:G2) | 1 | =PRODUCT(C3*E3,F3) | =G3
B | BCW_10220a | Building Conduit Wires_16_Cu, pvc insulated_ | 1 | m | =GetRate("ELE",$A4,2) | 1 | =PRODUCT(C4*E4,F4) | =G4
B |  | Electrical Cable Discount | =GetValue("Discount ELE Cable High",3) | % | =SubTotal(G4:G4) | 1 | =PRODUCT(C5*E5,F5) | =G5
B |  | Electrical Waste and Fixings | =GetValue("Waste 7.5%",3) | % | =SubTotal(G4:G5) | 1 | =PRODUCT(C6*E6,F6) | =G6
B | Electrician | Labour, set of 4 cables | 0.1 | hrs | =GetRate("LAB1",$A7,2) | 4 | =PRODUCT(C7*E7,F7) | =G7
B | Electrician | Labour, copper earth cable | 0.05 | hrs | =GetRate("LAB1",$A8,2) | 1 | =PRODUCT(C8*E8,F8) | =G8
B |  | Margin | =GetValue("Builders margin",3) | % | =SubTotal(G1:G8) | 1 | =PRODUCT(C9*E9,F9) | =G9
I | T33.13.013 | 120mm2 (15.4mm) | T33.13_ELE_Cable: Aluminium | m
B | LVXLPE_63180 | Low Voltage XLPE_120_Al, XLPE insulated, PVC sheathed_1/core | 4 | m | =GetRate("ELE",$A1,2) | 1 | =PRODUCT(C1*E1,F1) | =G1
B |  | Electrical Cable Discount | =GetValue("Discount ELE Cable High",3) | % | =SubTotal(G1:G1) | 1 | =PRODUCT(C2*E2,F2) | =G2
B |  | Electrical Waste and Fixings | =GetValue("Waste 7.5%",3) | % | =SubTotal(G1:G2) | 1 | =PRODUCT(C3*E3,F3) | =G3
B | Electrician | Labour, set of 4 cables | 0.1 | hrs | =GetRate("LAB1",$A4,2) | 4 | =PRODUCT(C4*E4,F4) | =G4
B |  | Margin | =GetValue("Builders margin",3) | % | =SubTotal(G1:G4) | 1 | =PRODUCT(C5*E5,F5) | =G5
I | T33.13.016 | 120mm2 (15.4mm)+70mm2 copper earth | T33.13_ELE_Cable: Aluminium | m
B | LVXLPE_63180 | Low Voltage XLPE_120_Al, XLPE insulated, PVC sheathed_1/core | 4 | m | =GetRate("ELE",$A1,2) | 1 | =PRODUCT(C1*E1,F1) | =G1
B |  | Electrical Cable Discount | =GetValue("Discount ELE Cable High",3) | % | =SubTotal(G1:G1) | 1 | =PRODUCT(C2*E2,F2) | =G2
B |  | Electrical Waste and Fixings | =GetValue("Waste 7.5%",3) | % | =SubTotal(G1:G2) | 1 | =PRODUCT(C3*E3,F3) | =G3
B | BCW_12260 | Building Conduit Wires_70_Cu, pvc insulated_ | 1 | m | =GetRate("ELE",$A4,2) | 1 | =PRODUCT(C4*E4,F4) | =G4
B |  | Electrical Cable Discount | =GetValue("Discount ELE Cable High",3) | % | =SubTotal(G4:G4) | 1 | =PRODUCT(C5*E5,F5) | =G5
B |  | Electrical Waste and Fixings | =GetValue("Waste 7.5%",3) | % | =SubTotal(G4:G5) | 1 | =PRODUCT(C6*E6,F6) | =G6
B | Electrician | Labour, set of 4 cables | 0.1 | hrs | =GetRate("LAB1",$A7,2) | 4 | =PRODUCT(C7*E7,F7) | =G7
B | Electrician | Labour, copper earth cable | 0.05 | hrs | =GetRate("LAB1",$A8,2) | 1 | =PRODUCT(C8*E8,F8) | =G8
B |  | Margin | =GetValue("Builders margin",3) | % | =SubTotal(G1:G8) | 1 | =PRODUCT(C9*E9,F9) | =G9
I | T33.13.019 | 150mm2 (17.3mm) | T33.13_ELE_Cable: Aluminium | m
B | LVXLPE_63220 | Low Voltage XLPE_150_Al, XLPE insulated, PVC sheathed_1/core | 4 | m | =GetRate("ELE",$A1,2) | 1 | =PRODUCT(C1*E1,F1) | =G1
B |  | Electrical Cable Discount | =GetValue("Discount ELE Cable High",3) | % | =SubTotal(G1:G1) | 1 | =PRODUCT(C2*E2,F2) | =G2
B |  | Electrical Waste and Fixings | =GetValue("Waste 7.5%",3) | % | =SubTotal(G1:G2) | 1 | =PRODUCT(C3*E3,F3) | =G3
B | Electrician | Labour, set of 4 cables | 0.1 | hrs | =GetRate("LAB1",$A4,2) | 4 | =PRODUCT(C4*E4,F4) | =G4
B |  | Margin | =GetValue("Builders margin",3) | % | =SubTotal(G1:G4) | 1 | =PRODUCT(C5*E5,F5) | =G5
I | T33.13.022 | 150mm2 (17.3mm)+70mm2 copper earth | T33.13_ELE_Cable: Aluminium | m
B | LVXLPE_63220 | Low Voltage XLPE_150_Al, XLPE insulated, PVC sheathed_1/core | 4 | m | =GetRate("ELE",$A1,2) | 1 | =PRODUCT(C1*E1,F1) | =G1
B |  | Electrical Cable Discount | =GetValue("Discount ELE Cable High",3) | % | =SubTotal(G1:G1) | 1 | =PRODUCT(C2*E2,F2) | =G2
B |  | Electrical Waste and Fixings | =GetValue("Waste 7.5%",3) | % | =SubTotal(G1:G2) | 1 | =PRODUCT(C3*E3,F3) | =G3
B | BCW_12260 | Building Conduit Wires_70_Cu, pvc insulated_ | 1 | m | =GetRate("ELE",$A4,2) | 1 | =PRODUCT(C4*E4,F4) | =G4
B |  | Electrical Cable Discount | =GetValue("Discount ELE Cable High",3) | % | =SubTotal(G4:G4) | 1 | =PRODUCT(C5*E5,F5) | =G5
B |  | Electrical Waste and Fixings | =GetValue("Waste 7.5%",3) | % | =SubTotal(G4:G5) | 1 | =PRODUCT(C6*E6,F6) | =G6
B | Electrician | Labour, set of 4 cables | 0.1 | hrs | =GetRate("LAB1",$A7,2) | 4 | =PRODUCT(C7*E7,F7) | =G7
B | Electrician | Labour, copper earth cable | 0.05 | hrs | =GetRate("LAB1",$A8,2) | 1 | =PRODUCT(C8*E8,F8) | =G8
B |  | Margin | =GetValue("Builders margin",3) | % | =SubTotal(G1:G8) | 1 | =PRODUCT(C9*E9,F9) | =G9
I | T33.13.025 | 185mm2 (19.3mm) | T33.13_ELE_Cable: Aluminium | m
B | LVXLPE_63250 | Low Voltage XLPE_185_Al, XLPE insulated, PVC sheathed_1/core | 4 | m | =GetRate("ELE",$A1,2) | 1 | =PRODUCT(C1*E1,F1) | =G1
B |  | Electrical Cable Discount | =GetValue("Discount ELE Cable High",3) | % | =SubTotal(G1:G1) | 1 | =PRODUCT(C2*E2,F2) | =G2
B |  | Electrical Waste and Fixings | =GetValue("Waste 7.5%",3) | % | =SubTotal(G1:G2) | 1 | =PRODUCT(C3*E3,F3) | =G3
B | Electrician | Labour, set of 4 cables | 0.15 | hrs | =GetRate("LAB1",$A4,2) | 4 | =PRODUCT(C4*E4,F4) | =G4
B |  | Margin | =GetValue("Builders margin",3) | % | =SubTotal(G1:G4) | 1 | =PRODUCT(C5*E5,F5) | =G5
I | T33.13.028 | 185mm2 (19.3mm)+70mm2 copper earth | T33.13_ELE_Cable: Aluminium | m
B | LVXLPE_63250 | Low Voltage XLPE_185_Al, XLPE insulated, PVC sheathed_1/core | 4 | m | =GetRate("ELE",$A1,2) | 1 | =PRODUCT(C1*E1,F1) | =G1
B |  | Electrical Cable Discount | =GetValue("Discount ELE Cable High",3) | % | =SubTotal(G1:G1) | 1 | =PRODUCT(C2*E2,F2) | =G2
B |  | Electrical Waste and Fixings | =GetValue("Waste 7.5%",3) | % | =SubTotal(G1:G2) | 1 | =PRODUCT(C3*E3,F3) | =G3
B | BCW_12260 | Building Conduit Wires_70_Cu, pvc insulated_ | 1 | m | =GetRate("ELE",$A4,2) | 1 | =PRODUCT(C4*E4,F4) | =G4
B |  | Electrical Cable Discount | =GetValue("Discount ELE Cable High",3) | % | =SubTotal(G4:G4) | 1 | =PRODUCT(C5*E5,F5) | =G5
B |  | Electrical Waste and Fixings | =GetValue("Waste 7.5%",3) | % | =SubTotal(G4:G5) | 1 | =PRODUCT(C6*E6,F6) | =G6
B | Electrician | Labour, set of 4 cables | 0.15 | hrs | =GetRate("LAB1",$A7,2) | 4 | =PRODUCT(C7*E7,F7) | =G7
B | Electrician | Labour, copper earth cable | 0.06 | hrs | =GetRate("LAB1",$A8,2) | 1 | =PRODUCT(C8*E8,F8) | =G8
B |  | Margin | =GetValue("Builders margin",3) | % | =SubTotal(G1:G8) | 1 | =PRODUCT(C9*E9,F9) | =G9
I | T33.13.031 | 240mm2 (22mm) | T33.13_ELE_Cable: Aluminium | m
B | LVXLPE_63290 | Low Voltage XLPE_240_Al, XLPE insulated, PVC sheathed_1/core | 4 | m | =GetRate("ELE",$A1,2) | 1 | =PRODUCT(C1*E1,F1) | =G1
B |  | Electrical Cable Discount | =GetValue("Discount ELE Cable High",3) | % | =SubTotal(G1:G1) | 1 | =PRODUCT(C2*E2,F2) | =G2
B |  | Electrical Waste and Fixings | =GetValue("Waste 7.5%",3) | % | =SubTotal(G1:G2) | 1 | =PRODUCT(C3*E3,F3) | =G3
B | Electrician | Labour, set of 4 cables | 0.15 | hrs | =GetRate("LAB1",$A4,2) | 4 | =PRODUCT(C4*E4,F4) | =G4
B |  | Margin | =GetValue("Builders margin",3) | % | =SubTotal(G1:G4) | 1 | =PRODUCT(C5*E5,F5) | =G5
I | T33.13.034 | 240mm2 (22mm)+70mm2 copper earth | T33.13_ELE_Cable: Aluminium | m
B | LVXLPE_63290 | Low Voltage XLPE_240_Al, XLPE insulated, PVC sheathed_1/core | 4 | m | =GetRate("ELE",$A1,2) | 1 | =PRODUCT(C1*E1,F1) | =G1
B |  | Electrical Cable Discount | =GetValue("Discount ELE Cable High",3) | % | =SubTotal(G1:G1) | 1 | =PRODUCT(C2*E2,F2) | =G2
B |  | Electrical Waste and Fixings | =GetValue("Waste 7.5%",3) | % | =SubTotal(G1:G2) | 1 | =PRODUCT(C3*E3,F3) | =G3
B | BCW_12260 | Building Conduit Wires_70_Cu, pvc insulated_ | 1 | m | =GetRate("ELE",$A4,2) | 1 | =PRODUCT(C4*E4,F4) | =G4
B |  | Electrical Cable Discount | =GetValue("Discount ELE Cable High",3) | % | =SubTotal(G4:G4) | 1 | =PRODUCT(C5*E5,F5) | =G5
B |  | Electrical Waste and Fixings | =GetValue("Waste 7.5%",3) | % | =SubTotal(G4:G5) | 1 | =PRODUCT(C6*E6,F6) | =G6
B | Electrician | Labour, set of 4 cables | 0.15 | hrs | =GetRate("LAB1",$A7,2) | 4 | =PRODUCT(C7*E7,F7) | =G7
B | Electrician | Labour, copper earth cable | 0.06 | hrs | =GetRate("LAB1",$A8,2) | 1 | =PRODUCT(C8*E8,F8) | =G8
B |  | Margin | =GetValue("Builders margin",3) | % | =SubTotal(G1:G8) | 1 | =PRODUCT(C9*E9,F9) | =G9
I | T33.14.001 | Cable: Copper | T33.14_ELE_Cable: Copper
I | T33.14.004 | <b>Set of Four Single Insulated XLPE/PVC Cables,</b> drawn into conduit or fixed to cable tray | T33.14_ELE_Cable: Copper
I | T33.14.007 | 1.5mm2 (3.6mm) | T33.14_ELE_Cable: Copper | m
B | BCW_10120b | Building Conduit Wires_1.5_Cu, pvc insulated_ | 4 | m | =GetRate("ELE",$A1,2) | 1 | =PRODUCT(C1*E1,F1) | =G1
B |  | Electrical Cable Discount 2 | =GetValue("Discount ELE Cable High",3) | % | =SubTotal(G1:G1) | 1 | =PRODUCT(C2*E2,F2) | =G2
B |  | Electrical Waste and Fixings | =GetValue("Waste 7.5%",3) | % | =SubTotal(G1:G2) | 1 | =PRODUCT(C3*E3,F3) | =G3
B | Electrician | Labour, ref A1 | 0.01 | hrs | =GetRate("LAB1",$A4,2) | 4 | =PRODUCT(C4*E4,F4) | =G4
B |  | Margin | =GetValue("Builders margin",3) | % | =SubTotal(G1:G4) | 1 | =PRODUCT(C5*E5,F5) | =G5
I | T33.14.010 | 1.5mm2 (3.6mm) + 2.5mm2 earth | T33.14_ELE_Cable: Copper | m
B | BCW_10120b | Building Conduit Wires_1.5_Cu, pvc insulated_ | 4 | m | =GetRate("ELE",$A1,2) | 1 | =PRODUCT(C1*E1,F1) | =G1
B |  | Electrical Cable Discount 2 | =GetValue("Discount ELE Cable High",3) | % | =SubTotal(G1:G1) | 1 | =PRODUCT(C2*E2,F2) | =G2
B |  | Electrical Waste and Fixings | =GetValue("Waste 7.5%",3) | % | =SubTotal(G1:G2) | 1 | =PRODUCT(C3*E3,F3) | =G3
B | BCW_10140b | Building Conduit Wires_2.5_Cu, pvc insulated_ | 1 | m | =GetRate("ELE",$A4,2) | 1 | =PRODUCT(C4*E4,F4) | =G4
B |  | Electrical Cable Discount 2 | =GetValue("Discount ELE Cable High",3) | % | =SubTotal(G4:G4) | 1 | =PRODUCT(C5*E5,F5) | =G5
B |  | Electrical Waste and Fixings | =GetValue("Waste 7.5%",3) | % | =SubTotal(G4:G5) | 1 | =PRODUCT(C6*E6,F6) | =G6
B | Electrician | Labour, ref A1 | 0.01 | hrs | =GetRate("LAB1",$A7,2) | 4 | =PRODUCT(C7*E7,F7) | =G7
B | Electrician | Labour, ref A4 | 0.01 | hrs | =GetRate("LAB1",$A8,2) | 1 | =PRODUCT(C8*E8,F8) | =G8
B |  | Margin | =GetValue("Builders margin",3) | % | =SubTotal(G1:G8) | 1 | =PRODUCT(C9*E9,F9) | =G9
I | T33.14.013 | 2.5mm2 (3.7mm) | T33.14_ELE_Cable: Copper | m
B | BCW_10140b | Building Conduit Wires_2.5_Cu, pvc insulated_ | 4 | m | =GetRate("ELE",$A1,2) | 1 | =PRODUCT(C1*E1,F1) | =G1
B |  | Electrical Cable Discount 2 | =GetValue("Discount ELE Cable High",3) | % | =SubTotal(G1:G1) | 1 | =PRODUCT(C2*E2,F2) | =G2
B |  | Electrical Waste and Fixings | =GetValue("Waste 7.5%",3) | % | =SubTotal(G1:G2) | 1 | =PRODUCT(C3*E3,F3) | =G3
B | Electrician | Labour, ref A1 | 0.01 | hrs | =GetRate("LAB1",$A4,2) | 4 | =PRODUCT(C4*E4,F4) | =G4
B |  | Margin | =GetValue("Builders margin",3) | % | =SubTotal(G1:G4) | 1 | =PRODUCT(C5*E5,F5) | =G5
I | T33.14.016 | 2.5mm2 (3.7mm) + 2.5mm2 earth | T33.14_ELE_Cable: Copper | m
B | BCW_10140b | Building Conduit Wires_2.5_Cu, pvc insulated_ | 4 | m | =GetRate("ELE",$A1,2) | 1 | =PRODUCT(C1*E1,F1) | =G1
B |  | Electrical Cable Discount 2 | =GetValue("Discount ELE Cable High",3) | % | =SubTotal(G1:G1) | 1 | =PRODUCT(C2*E2,F2) | =G2
B |  | Electrical Waste and Fixings | =GetValue("Waste 7.5%",3) | % | =SubTotal(G1:G2) | 1 | =PRODUCT(C3*E3,F3) | =G3
B | BCW_10140b | Building Conduit Wires_2.5_Cu, pvc insulated_ | 1 | m | =GetRate("ELE",$A4,2) | 1 | =PRODUCT(C4*E4,F4) | =G4
B |  | Electrical Cable Discount 2 | =GetValue("Discount ELE Cable High",3) | % | =SubTotal(G4:G4) | 1 | =PRODUCT(C5*E5,F5) | =G5
B |  | Electrical Waste and Fixings | =GetValue("Waste 7.5%",3) | % | =SubTotal(G4:G5) | 1 | =PRODUCT(C6*E6,F6) | =G6
B | Electrician | Labour, ref A1 | 0.01 | hrs | =GetRate("LAB1",$A7,2) | 4 | =PRODUCT(C7*E7,F7) | =G7
B | Electrician | Labour, ref A4 | 0.01 | hrs | =GetRate("LAB1",$A8,2) | 1 | =PRODUCT(C8*E8,F8) | =G8
B |  | Margin | =GetValue("Builders margin",3) | % | =SubTotal(G1:G8) | 1 | =PRODUCT(C9*E9,F9) | =G9
I | T33.14.019 | 4mm2 (4.3mm) | T33.14_ELE_Cable: Copper | m
B | BCW_10165b | Building Conduit Wires_4_Cu, pvc insulated_ | 4 | m | =GetRate("ELE",$A1,2) | 1 | =PRODUCT(C1*E1,F1) | =G1
B |  | Electrical Cable Discount 2 | =GetValue("Discount ELE Cable High",3) | % | =SubTotal(G1:G1) | 1 | =PRODUCT(C2*E2,F2) | =G2
B |  | Electrical Waste and Fixings | =GetValue("Waste 7.5%",3) | % | =SubTotal(G1:G2) | 1 | =PRODUCT(C3*E3,F3) | =G3
B | Electrician | Labour, ref A1 | 0.02 | hrs | =GetRate("LAB1",$A4,2) | 4 | =PRODUCT(C4*E4,F4) | =G4
B |  | Margin | =GetValue("Builders margin",3) | % | =SubTotal(G1:G4) | 1 | =PRODUCT(C5*E5,F5) | =G5
I | T33.14.022 | 4mm2 (4.3mm) + 2.5mm2 earth | T33.14_ELE_Cable: Copper | m
B | BCW_10165b | Building Conduit Wires_4_Cu, pvc insulated_ | 4 | m | =GetRate("ELE",$A1,2) | 1 | =PRODUCT(C1*E1,F1) | =G1
B |  | Electrical Cable Discount 2 | =GetValue("Discount ELE Cable High",3) | % | =SubTotal(G1:G1) | 1 | =PRODUCT(C2*E2,F2) | =G2
B |  | Electrical Waste and Fixings | =GetValue("Waste 7.5%",3) | % | =SubTotal(G1:G2) | 1 | =PRODUCT(C3*E3,F3) | =G3
B | BCW_10140b | Building Conduit Wires_2.5_Cu, pvc insulated_ | 1 | m | =GetRate("ELE",$A4,2) | 1 | =PRODUCT(C4*E4,F4) | =G4
B |  | Electrical Cable Discount 2 | =GetValue("Discount ELE Cable High",3) | % | =SubTotal(G4:G4) | 1 | =PRODUCT(C5*E5,F5) | =G5
B |  | Electrical Waste and Fixings | =GetValue("Waste 7.5%",3) | % | =SubTotal(G4:G5) | 1 | =PRODUCT(C6*E6,F6) | =G6
B | Electrician | Labour, ref A1 | 0.02 | hrs | =GetRate("LAB1",$A7,2) | 4 | =PRODUCT(C7*E7,F7) | =G7
B | Electrician | Labour, ref A4 | 0.01 | hrs | =GetRate("LAB1",$A8,2) | 1 | =PRODUCT(C8*E8,F8) | =G8
B |  | Margin | =GetValue("Builders margin",3) | % | =SubTotal(G1:G8) | 1 | =PRODUCT(C9*E9,F9) | =G9
I | T33.14.025 | 6mm2 (4.8mm) | T33.14_ELE_Cable: Copper | m
B | BCW_10183b | Building Conduit Wires_6_Cu, pvc insulated_ | 4 | m | =GetRate("ELE",$A1,2) | 1 | =PRODUCT(C1*E1,F1) | =G1
B |  | Electrical Cable Discount 2 | =GetValue("Discount ELE Cable High",3) | % | =SubTotal(G1:G1) | 1 | =PRODUCT(C2*E2,F2) | =G2
B |  | Electrical Waste and Fixings | =GetValue("Waste 7.5%",3) | % | =SubTotal(G1:G2) | 1 | =PRODUCT(C3*E3,F3) | =G3
B | Electrician | Labour, ref A1 | 0.03 | hrs | =GetRate("LAB1",$A4,2) | 4 | =PRODUCT(C4*E4,F4) | =G4
B |  | Margin | =GetValue("Builders margin",3) | % | =SubTotal(G1:G4) | 1 | =PRODUCT(C5*E5,F5) | =G5
I | T33.14.028 | 6mm2 (4.8mm) + 2.5mm2 earth | T33.14_ELE_Cable: Copper | m
B | BCW_10183b | Building Conduit Wires_6_Cu, pvc insulated_ | 4 | m | =GetRate("ELE",$A1,2) | 1 | =PRODUCT(C1*E1,F1) | =G1
B |  | Electrical Cable Discount 2 | =GetValue("Discount ELE Cable High",3) | % | =SubTotal(G1:G1) | 1 | =PRODUCT(C2*E2,F2) | =G2
B |  | Electrical Waste and Fixings | =GetValue("Waste 7.5%",3) | % | =SubTotal(G1:G2) | 1 | =PRODUCT(C3*E3,F3) | =G3
B | BCW_10140b | Building Conduit Wires_2.5_Cu, pvc insulated_ | 1 | m | =GetRate("ELE",$A4,2) | 1 | =PRODUCT(C4*E4,F4) | =G4
B |  | Electrical Cable Discount 2 | =GetValue("Discount ELE Cable High",3) | % | =SubTotal(G4:G4) | 1 | =PRODUCT(C5*E5,F5) | =G5
B |  | Electrical Waste and Fixings | =GetValue("Waste 7.5%",3) | % | =SubTotal(G4:G5) | 1 | =PRODUCT(C6*E6,F6) | =G6
B | Electrician | Labour, ref A1 | 0.03 | hrs | =GetRate("LAB1",$A7,2) | 4 | =PRODUCT(C7*E7,F7) | =G7
B | Electrician | Labour, ref A4 | 0.01 | hrs | =GetRate("LAB1",$A8,2) | 1 | =PRODUCT(C8*E8,F8) | =G8
B |  | Margin | =GetValue("Builders margin",3) | % | =SubTotal(G1:G8) | 1 | =PRODUCT(C9*E9,F9) | =G9
I | T33.14.031 | 10mm2 (6.2mm) | T33.14_ELE_Cable: Copper | m
B | LVXLPE_23316 | Low Voltage XLPE_10_Cu, XLPE insulated, PVC sheathed_1/core | 4 | m | =GetRate("ELE",$A1,2) | 1 | =PRODUCT(C1*E1,F1) | =G1
B |  | Electrical Cable Discount 2 | =GetValue("Discount ELE Cable High",3) | % | =SubTotal(G1:G1) | 1 | =PRODUCT(C2*E2,F2) | =G2
B |  | Electrical Waste and Fixings | =GetValue("Waste 7.5%",3) | % | =SubTotal(G1:G2) | 1 | =PRODUCT(C3*E3,F3) | =G3
B | Electrician | Labour, ref A1 | 0.03 | hrs | =GetRate("LAB1",$A4,2) | 4 | =PRODUCT(C4*E4,F4) | =G4
B |  | Margin | =GetValue("Builders margin",3) | % | =SubTotal(G1:G4) | 1 | =PRODUCT(C5*E5,F5) | =G5
I | T33.14.034 | 10mm2 (6.2mm) + 4mm2 earth | T33.14_ELE_Cable: Copper | m
B | LVXLPE_23316 | Low Voltage XLPE_10_Cu, XLPE insulated, PVC sheathed_1/core | 4 | m | =GetRate("ELE",$A1,2) | 1 | =PRODUCT(C1*E1,F1) | =G1
B |  | Electrical Cable Discount 2 | =GetValue("Discount ELE Cable High",3) | % | =SubTotal(G1:G1) | 1 | =PRODUCT(C2*E2,F2) | =G2
B |  | Electrical Waste and Fixings | =GetValue("Waste 7.5%",3) | % | =SubTotal(G1:G2) | 1 | =PRODUCT(C3*E3,F3) | =G3
B | BCW_10165b | Building Conduit Wires_4_Cu, pvc insulated_ | 1 | m | =GetRate("ELE",$A4,2) | 1 | =PRODUCT(C4*E4,F4) | =G4
B |  | Electrical Cable Discount 2 | =GetValue("Discount ELE Cable High",3) | % | =SubTotal(G4:G4) | 1 | =PRODUCT(C5*E5,F5) | =G5
B |  | Electrical Waste and Fixings | =GetValue("Waste 7.5%",3) | % | =SubTotal(G4:G5) | 1 | =PRODUCT(C6*E6,F6) | =G6
B | Electrician | Labour, ref A1 | 0.03 | hrs | =GetRate("LAB1",$A7,2) | 4 | =PRODUCT(C7*E7,F7) | =G7
B | Electrician | Labour, ref A4 | 0.01 | hrs | =GetRate("LAB1",$A8,2) | 1 | =PRODUCT(C8*E8,F8) | =G8
B |  | Margin | =GetValue("Builders margin",3) | % | =SubTotal(G1:G8) | 1 | =PRODUCT(C9*E9,F9) | =G9
I | T33.14.037 | 16mm2 (7.0mm) | T33.14_ELE_Cable: Copper | m
B | LVXLPE_23430 | Low Voltage XLPE_16_Cu, XLPE insulated, PVC sheathed_ | 4 | m | =GetRate("ELE",$A1,2) | 1 | =PRODUCT(C1*E1,F1) | =G1
B |  | Electrical Cable Discount 2 | =GetValue("Discount ELE Cable High",3) | % | =SubTotal(G1:G1) | 1 | =PRODUCT(C2*E2,F2) | =G2
B |  | Electrical Waste and Fixings | =GetValue("Waste 7.5%",3) | % | =SubTotal(G1:G2) | 1 | =PRODUCT(C3*E3,F3) | =G3
B | Electrician | Labour, ref A1 | 0.03 | hrs | =GetRate("LAB1",$A4,2) | 4 | =PRODUCT(C4*E4,F4) | =G4
B |  | Margin | =GetValue("Builders margin",3) | % | =SubTotal(G1:G4) | 1 | =PRODUCT(C5*E5,F5) | =G5
I | T33.14.040 | 16mm2 (7.0mm) + 6mm2 earth | T33.14_ELE_Cable: Copper | m
B | LVXLPE_23430 | Low Voltage XLPE_16_Cu, XLPE insulated, PVC sheathed_ | 4 | m | =GetRate("ELE",$A1,2) | 1 | =PRODUCT(C1*E1,F1) | =G1
B |  | Electrical Cable Discount 2 | =GetValue("Discount ELE Cable High",3) | % | =SubTotal(G1:G1) | 1 | =PRODUCT(C2*E2,F2) | =G2
B |  | Electrical Waste and Fixings | =GetValue("Waste 7.5%",3) | % | =SubTotal(G1:G2) | 1 | =PRODUCT(C3*E3,F3) | =G3
B | BCW_10183b | Building Conduit Wires_6_Cu, pvc insulated_ | 1 | m | =GetRate("ELE",$A4,2) | 1 | =PRODUCT(C4*E4,F4) | =G4
B |  | Electrical Cable Discount 2 | =GetValue("Discount ELE Cable High",3) | % | =SubTotal(G4:G4) | 1 | =PRODUCT(C5*E5,F5) | =G5
B |  | Electrical Waste and Fixings | =GetValue("Waste 7.5%",3) | % | =SubTotal(G4:G5) | 1 | =PRODUCT(C6*E6,F6) | =G6
B | Electrician | Labour, ref A1 | 0.03 | hrs | =GetRate("LAB1",$A7,2) | 4 | =PRODUCT(C7*E7,F7) | =G7
B | Electrician | Labour, ref A4 | 0.02 | hrs | =GetRate("LAB1",$A8,2) | 1 | =PRODUCT(C8*E8,F8) | =G8
B |  | Margin | =GetValue("Builders margin",3) | % | =SubTotal(G1:G8) | 1 | =PRODUCT(C9*E9,F9) | =G9
I | T33.14.043 | 25mm2 (9.0mm) | T33.14_ELE_Cable: Copper | m
B | LVXLPE_23450 | Low Voltage XLPE_25_Cu, XLPE insulated, PVC sheathed_ | 4 | m | =GetRate("ELE",$A1,2) | 1 | =PRODUCT(C1*E1,F1) | =G1
B |  | Electrical Cable Discount 2 | =GetValue("Discount ELE Cable High",3) | % | =SubTotal(G1:G1) | 1 | =PRODUCT(C2*E2,F2) | =G2
B |  | Electrical Waste and Fixings | =GetValue("Waste 7.5%",3) | % | =SubTotal(G1:G2) | 1 | =PRODUCT(C3*E3,F3) | =G3
B | Electrician | Labour, ref A1 | 0.04 | hrs | =GetRate("LAB1",$A4,2) | 4 | =PRODUCT(C4*E4,F4) | =G4
B |  | Margin | =GetValue("Builders margin",3) | % | =SubTotal(G1:G4) | 1 | =PRODUCT(C5*E5,F5) | =G5
I | T33.14.046 | 25mm2 (9.0mm) + 10mm2 earth | T33.14_ELE_Cable: Copper | m
B | LVXLPE_23450 | Low Voltage XLPE_25_Cu, XLPE insulated, PVC sheathed_ | 4 | m | =GetRate("ELE",$A1,2) | 1 | =PRODUCT(C1*E1,F1) | =G1
B |  | Electrical Cable Discount 2 | =GetValue("Discount ELE Cable High",3) | % | =SubTotal(G1:G1) | 1 | =PRODUCT(C2*E2,F2) | =G2
B |  | Electrical Waste and Fixings | =GetValue("Waste 7.5%",3) | % | =SubTotal(G1:G2) | 1 | =PRODUCT(C3*E3,F3) | =G3
B | BCW_10200b | Building Conduit Wires_10_Cu, pvc insulated_ | 1 | m | =GetRate("ELE",$A4,2) | 1 | =PRODUCT(C4*E4,F4) | =G4
B |  | Electrical Cable Discount 2 | =GetValue("Discount ELE Cable High",3) | % | =SubTotal(G4:G4) | 1 | =PRODUCT(C5*E5,F5) | =G5
B |  | Electrical Waste and Fixings | =GetValue("Waste 7.5%",3) | % | =SubTotal(G4:G5) | 1 | =PRODUCT(C6*E6,F6) | =G6
B | Electrician | Labour, ref A1 | 0.04 | hrs | =GetRate("LAB1",$A7,2) | 4 | =PRODUCT(C7*E7,F7) | =G7
B | Electrician | Labour, ref A4 | 0.02 | hrs | =GetRate("LAB1",$A8,2) | 1 | =PRODUCT(C8*E8,F8) | =G8
B |  | Margin | =GetValue("Builders margin",3) | % | =SubTotal(G1:G8) | 1 | =PRODUCT(C9*E9,F9) | =G9
I | T33.14.049 | 35mm2 (10.2mm) | T33.14_ELE_Cable: Copper | m
B | LVXLPE_23470 | Low Voltage XLPE_35_Cu, XLPE insulated, PVC sheathed_ | 4 | m | =GetRate("ELE",$A1,2) | 1 | =PRODUCT(C1*E1,F1) | =G1
B |  | Electrical Cable Discount 2 | =GetValue("Discount ELE Cable High",3) | % | =SubTotal(G1:G1) | 1 | =PRODUCT(C2*E2,F2) | =G2
B |  | Electrical Waste and Fixings | =GetValue("Waste 7.5%",3) | % | =SubTotal(G1:G2) | 1 | =PRODUCT(C3*E3,F3) | =G3
B | Electrician | Labour, ref A1 | 0.04 | hrs | =GetRate("LAB1",$A4,2) | 4 | =PRODUCT(C4*E4,F4) | =G4
B |  | Margin | =GetValue("Builders margin",3) | % | =SubTotal(G1:G4) | 1 | =PRODUCT(C5*E5,F5) | =G5
I | T33.14.052 | 35mm2 (10.2mm) + 16mm2 earth | T33.14_ELE_Cable: Copper | m
B | LVXLPE_23470 | Low Voltage XLPE_35_Cu, XLPE insulated, PVC sheathed_ | 4 | m | =GetRate("ELE",$A1,2) | 1 | =PRODUCT(C1*E1,F1) | =G1
B |  | Electrical Cable Discount 2 | =GetValue("Discount ELE Cable High",3) | % | =SubTotal(G1:G1) | 1 | =PRODUCT(C2*E2,F2) | =G2
B |  | Electrical Waste and Fixings | =GetValue("Waste 7.5%",3) | % | =SubTotal(G1:G2) | 1 | =PRODUCT(C3*E3,F3) | =G3
B | BCW_10220b | Building Conduit Wires_16_Cu, pvc insulated_ | 1 | m | =GetRate("ELE",$A4,2) | 1 | =PRODUCT(C4*E4,F4) | =G4
B |  | Electrical Cable Discount 2 | =GetValue("Discount ELE Cable High",3) | % | =SubTotal(G4:G4) | 1 | =PRODUCT(C5*E5,F5) | =G5
B |  | Electrical Waste and Fixings | =GetValue("Waste 7.5%",3) | % | =SubTotal(G4:G5) | 1 | =PRODUCT(C6*E6,F6) | =G6
B | Electrician | Labour, ref A1 | 0.04 | hrs | =GetRate("LAB1",$A7,2) | 4 | =PRODUCT(C7*E7,F7) | =G7
B | Electrician | Labour, ref A4 | 0.02 | hrs | =GetRate("LAB1",$A8,2) | 1 | =PRODUCT(C8*E8,F8) | =G8
B |  | Margin | =GetValue("Builders margin",3) | % | =SubTotal(G1:G8) | 1 | =PRODUCT(C9*E9,F9) | =G9
I | T33.14.055 | 50mm2 (11.9mm) | T33.14_ELE_Cable: Copper | m
B | LVXLPE_64630 | Low Voltage XLPE_50_Cu, XLPE insulated, PVC sheathed_ | 4 | m | =GetRate("ELE",$A1,2) | 1 | =PRODUCT(C1*E1,F1) | =G1
B |  | Electrical Cable Discount 2 | =GetValue("Discount ELE Cable High",3) | % | =SubTotal(G1:G1) | 1 | =PRODUCT(C2*E2,F2) | =G2
B |  | Electrical Waste and Fixings | =GetValue("Waste 7.5%",3) | % | =SubTotal(G1:G2) | 1 | =PRODUCT(C3*E3,F3) | =G3
B | Electrician | Labour, ref A1 | 0.05 | hrs | =GetRate("LAB1",$A4,2) | 4 | =PRODUCT(C4*E4,F4) | =G4
B |  | Margin | =GetValue("Builders margin",3) | % | =SubTotal(G1:G4) | 1 | =PRODUCT(C5*E5,F5) | =G5
I | T33.14.058 | 50mm2 (11.9mm) + 25mm2 earth | T33.14_ELE_Cable: Copper | m
B | LVXLPE_64630 | Low Voltage XLPE_50_Cu, XLPE insulated, PVC sheathed_ | 4 | m | =GetRate("ELE",$A1,2) | 1 | =PRODUCT(C1*E1,F1) | =G1
B |  | Electrical Cable Discount 2 | =GetValue("Discount ELE Cable High",3) | % | =SubTotal(G1:G1) | 1 | =PRODUCT(C2*E2,F2) | =G2
B |  | Electrical Waste and Fixings | =GetValue("Waste 7.5%",3) | % | =SubTotal(G1:G2) | 1 | =PRODUCT(C3*E3,F3) | =G3
B | BCW_12200b | Building Conduit Wires_25_Cu, pvc insulated_ | 1 | m | =GetRate("ELE",$A4,2) | 1 | =PRODUCT(C4*E4,F4) | =G4
B |  | Electrical Cable Discount 2 | =GetValue("Discount ELE Cable High",3) | % | =SubTotal(G4:G4) | 1 | =PRODUCT(C5*E5,F5) | =G5
B |  | Electrical Waste and Fixings | =GetValue("Waste 7.5%",3) | % | =SubTotal(G4:G5) | 1 | =PRODUCT(C6*E6,F6) | =G6
B | Electrician | Labour, ref A1 | 0.05 | hrs | =GetRate("LAB1",$A7,2) | 4 | =PRODUCT(C7*E7,F7) | =G7
B | Electrician | Labour, ref A4 | 0.03 | hrs | =GetRate("LAB1",$A8,2) | 1 | =PRODUCT(C8*E8,F8) | =G8
B |  | Margin | =GetValue("Builders margin",3) | % | =SubTotal(G1:G8) | 1 | =PRODUCT(C9*E9,F9) | =G9
I | T33.14.061 | 70mm2 (13.7mm) | T33.14_ELE_Cable: Copper | m
B | LVXLPE_64650 | Low Voltage XLPE_70_Cu, XLPE insulated, PVC sheathed_ | 4 | m | =GetRate("ELE",$A1,2) | 1 | =PRODUCT(C1*E1,F1) | =G1
B |  | Electrical Cable Discount 2 | =GetValue("Discount ELE Cable High",3) | % | =SubTotal(G1:G1) | 1 | =PRODUCT(C2*E2,F2) | =G2
B |  | Electrical Waste and Fixings | =GetValue("Waste 7.5%",3) | % | =SubTotal(G1:G2) | 1 | =PRODUCT(C3*E3,F3) | =G3
B | Electrician | Labour, ref A1 | 0.05 | hrs | =GetRate("LAB1",$A4,2) | 4 | =PRODUCT(C4*E4,F4) | =G4
B |  | Margin | =GetValue("Builders margin",3) | % | =SubTotal(G1:G4) | 1 | =PRODUCT(C5*E5,F5) | =G5
I | T33.14.064 | 70mm2 (13.7mm) + 35mm2 earth | T33.14_ELE_Cable: Copper | m
B | LVXLPE_64650 | Low Voltage XLPE_70_Cu, XLPE insulated, PVC sheathed_ | 4 | m | =GetRate("ELE",$A1,2) | 1 | =PRODUCT(C1*E1,F1) | =G1
B |  | Electrical Cable Discount 2 | =GetValue("Discount ELE Cable High",3) | % | =SubTotal(G1:G1) | 1 | =PRODUCT(C2*E2,F2) | =G2
B |  | Electrical Waste and Fixings | =GetValue("Waste 7.5%",3) | % | =SubTotal(G1:G2) | 1 | =PRODUCT(C3*E3,F3) | =G3
B | BCW_12220b | Building Conduit Wires_35_Cu, pvc insulated_ | 1 | m | =GetRate("ELE",$A4,2) | 1 | =PRODUCT(C4*E4,F4) | =G4
B |  | Electrical Cable Discount 2 | =GetValue("Discount ELE Cable High",3) | % | =SubTotal(G4:G4) | 1 | =PRODUCT(C5*E5,F5) | =G5
B |  | Electrical Waste and Fixings | =GetValue("Waste 7.5%",3) | % | =SubTotal(G4:G5) | 1 | =PRODUCT(C6*E6,F6) | =G6
B | Electrician | Labour, ref A1 | 0.05 | hrs | =GetRate("LAB1",$A7,2) | 4 | =PRODUCT(C7*E7,F7) | =G7
B | Electrician | Labour, ref A4 | 0.03 | hrs | =GetRate("LAB1",$A8,2) | 1 | =PRODUCT(C8*E8,F8) | =G8
B |  | Margin | =GetValue("Builders margin",3) | % | =SubTotal(G1:G8) | 1 | =PRODUCT(C9*E9,F9) | =G9
I | T33.14.067 | 95mm2 (16.0mm) | T33.14_ELE_Cable: Copper | m
B | LVXLPE_64670 | Low Voltage XLPE_95_Cu, XLPE insulated, PVC sheathed_ | 4 | m | =GetRate("ELE",$A1,2) | 1 | =PRODUCT(C1*E1,F1) | =G1
B |  | Electrical Cable Discount 2 | =GetValue("Discount ELE Cable High",3) | % | =SubTotal(G1:G1) | 1 | =PRODUCT(C2*E2,F2) | =G2
B |  | Electrical Waste and Fixings | =GetValue("Waste 7.5%",3) | % | =SubTotal(G1:G2) | 1 | =PRODUCT(C3*E3,F3) | =G3
B | Electrician | Labour, ref A1 | 0.05 | hrs | =GetRate("LAB1",$A4,2) | 4 | =PRODUCT(C4*E4,F4) | =G4
B |  | Margin | =GetValue("Builders margin",3) | % | =SubTotal(G1:G4) | 1 | =PRODUCT(C5*E5,F5) | =G5
I | T33.14.070 | 95mm2 (16.0mm) + 50mm2 earth | T33.14_ELE_Cable: Copper | m
B | LVXLPE_64670 | Low Voltage XLPE_95_Cu, XLPE insulated, PVC sheathed_ | 4 | m | =GetRate("ELE",$A1,2) | 1 | =PRODUCT(C1*E1,F1) | =G1
B |  | Electrical Cable Discount 2 | =GetValue("Discount ELE Cable High",3) | % | =SubTotal(G1:G1) | 1 | =PRODUCT(C2*E2,F2) | =G2
B |  | Electrical Waste and Fixings | =GetValue("Waste 7.5%",3) | % | =SubTotal(G1:G2) | 1 | =PRODUCT(C3*E3,F3) | =G3
B | BCW_12240 | Building Conduit Wires_50_Cu, pvc insulated_ | 1 | m | =GetRate("ELE",$A4,2) | 1 | =PRODUCT(C4*E4,F4) | =G4
B |  | Electrical Cable Discount 2 | =GetValue("Discount ELE Cable High",3) | % | =SubTotal(G4:G4) | 1 | =PRODUCT(C5*E5,F5) | =G5
B |  | Electrical Waste and Fixings | =GetValue("Waste 7.5%",3) | % | =SubTotal(G4:G5) | 1 | =PRODUCT(C6*E6,F6) | =G6
B | Electrician | Labour, ref A1 | 0.05 | hrs | =GetRate("LAB1",$A7,2) | 4 | =PRODUCT(C7*E7,F7) | =G7
B | Electrician | Labour, ref A4 | 0.03 | hrs | =GetRate("LAB1",$A8,2) | 1 | =PRODUCT(C8*E8,F8) | =G8
B |  | Margin | =GetValue("Builders margin",3) | % | =SubTotal(G1:G8) | 1 | =PRODUCT(C9*E9,F9) | =G9
I | T33.14.073 | 120mm2 (16.3mm) | T33.14_ELE_Cable: Copper | m
B | LVXLPE_64690 | Low Voltage XLPE_120_Cu, XLPE insulated, PVC sheathed_ | 4 | m | =GetRate("ELE",$A1,2) | 1 | =PRODUCT(C1*E1,F1) | =G1
B |  | Electrical Cable Discount 2 | =GetValue("Discount ELE Cable High",3) | % | =SubTotal(G1:G1) | 1 | =PRODUCT(C2*E2,F2) | =G2
B |  | Electrical Waste and Fixings | =GetValue("Waste 7.5%",3) | % | =SubTotal(G1:G2) | 1 | =PRODUCT(C3*E3,F3) | =G3
B | Electrician | Labour, ref A1 | 0.06 | hrs | =GetRate("LAB1",$A4,2) | 4 | =PRODUCT(C4*E4,F4) | =G4
B |  | Margin | =GetValue("Builders margin",3) | % | =SubTotal(G1:G4) | 1 | =PRODUCT(C5*E5,F5) | =G5
I | T33.14.076 | 120mm2 (16.3mm) + 70mm2 earth | T33.14_ELE_Cable: Copper | m
B | LVXLPE_64690 | Low Voltage XLPE_120_Cu, XLPE insulated, PVC sheathed_ | 4 | m | =GetRate("ELE",$A1,2) | 1 | =PRODUCT(C1*E1,F1) | =G1
B |  | Electrical Cable Discount 2 | =GetValue("Discount ELE Cable High",3) | % | =SubTotal(G1:G1) | 1 | =PRODUCT(C2*E2,F2) | =G2
B |  | Electrical Waste and Fixings | =GetValue("Waste 7.5%",3) | % | =SubTotal(G1:G2) | 1 | =PRODUCT(C3*E3,F3) | =G3
B | BCW_12260 | Building Conduit Wires_70_Cu, pvc insulated_ | 1 | m | =GetRate("ELE",$A4,2) | 1 | =PRODUCT(C4*E4,F4) | =G4
B |  | Electrical Cable Discount 2 | =GetValue("Discount ELE Cable High",3) | % | =SubTotal(G4:G4) | 1 | =PRODUCT(C5*E5,F5) | =G5
B |  | Electrical Waste and Fixings | =GetValue("Waste 7.5%",3) | % | =SubTotal(G4:G5) | 1 | =PRODUCT(C6*E6,F6) | =G6
B | Electrician | Labour, ref A1 | 0.06 | hrs | =GetRate("LAB1",$A7,2) | 4 | =PRODUCT(C7*E7,F7) | =G7
B | Electrician | Labour, ref A4 | 0.03 | hrs | =GetRate("LAB1",$A8,2) | 1 | =PRODUCT(C8*E8,F8) | =G8
B |  | Margin | =GetValue("Builders margin",3) | % | =SubTotal(G1:G8) | 1 | =PRODUCT(C9*E9,F9) | =G9
I | T33.14.079 | <b>Set of Four Single Core Copper Control Cables,</b> into conduit or fixed to cable tray | T33.14_ELE_Cable: Copper
I | T33.14.082 | 10mm2 (6.2mm) | T33.14_ELE_Cable: Copper | m
B | BCW_10200b | Building Conduit Wires_10_Cu, pvc insulated_ | 4 | m | =GetRate("ELE",$A1,2) | 1 | =PRODUCT(C1*E1,F1) | =G1
B |  | Electrical Cable Discount 2 | =GetValue("Discount ELE Cable High",3) | % | =SubTotal(G1:G1) | 1 | =PRODUCT(C2*E2,F2) | =G2
B |  | Electrical Waste and Fixings | =GetValue("Waste 7.5%",3) | % | =SubTotal(G1:G2) | 1 | =PRODUCT(C3*E3,F3) | =G3
B | Electrician | Labour, ref A1 | 0.03 | hrs | =GetRate("LAB1",$A4,2) | 4 | =PRODUCT(C4*E4,F4) | =G4
B |  | Margin | =GetValue("Builders margin",3) | % | =SubTotal(G1:G4) | 1 | =PRODUCT(C5*E5,F5) | =G5
I | T33.14.085 | 10mm2 (6.2mm) + 4mm2 earth | T33.14_ELE_Cable: Copper | m
B | BCW_10200b | Building Conduit Wires_10_Cu, pvc insulated_ | 4 | m | =GetRate("ELE",$A1,2) | 1 | =PRODUCT(C1*E1,F1) | =G1
B |  | Electrical Cable Discount 2 | =GetValue("Discount ELE Cable High",3) | % | =SubTotal(G1:G1) | 1 | =PRODUCT(C2*E2,F2) | =G2
B |  | Electrical Waste and Fixings | =GetValue("Waste 7.5%",3) | % | =SubTotal(G1:G2) | 1 | =PRODUCT(C3*E3,F3) | =G3
B | BCW_10165b | Building Conduit Wires_4_Cu, pvc insulated_ | 1 | m | =GetRate("ELE",$A4,2) | 1 | =PRODUCT(C4*E4,F4) | =G4
B |  | Electrical Cable Discount 2 | =GetValue("Discount ELE Cable High",3) | % | =SubTotal(G4:G4) | 1 | =PRODUCT(C5*E5,F5) | =G5
B |  | Electrical Waste and Fixings | =GetValue("Waste 7.5%",3) | % | =SubTotal(G4:G5) | 1 | =PRODUCT(C6*E6,F6) | =G6
B | Electrician | Labour, ref A1 | 0.03 | hrs | =GetRate("LAB1",$A7,2) | 4 | =PRODUCT(C7*E7,F7) | =G7
B | Electrician | Labour, ref A4 | 0.01 | hrs | =GetRate("LAB1",$A8,2) | 1 | =PRODUCT(C8*E8,F8) | =G8
B |  | Margin | =GetValue("Builders margin",3) | % | =SubTotal(G1:G8) | 1 | =PRODUCT(C9*E9,F9) | =G9
I | T33.14.088 | 16mm2 (7.0mm) | T33.14_ELE_Cable: Copper | m
B | BCW_10220b | Building Conduit Wires_16_Cu, pvc insulated_ | 4 | m | =GetRate("ELE",$A1,2) | 1 | =PRODUCT(C1*E1,F1) | =G1
B |  | Electrical Cable Discount 2 | =GetValue("Discount ELE Cable High",3) | % | =SubTotal(G1:G1) | 1 | =PRODUCT(C2*E2,F2) | =G2
B |  | Electrical Waste and Fixings | =GetValue("Waste 7.5%",3) | % | =SubTotal(G1:G2) | 1 | =PRODUCT(C3*E3,F3) | =G3
B | Electrician | Labour, ref A1 | 0.03 | hrs | =GetRate("LAB1",$A4,2) | 4 | =PRODUCT(C4*E4,F4) | =G4
B |  | Margin | =GetValue("Builders margin",3) | % | =SubTotal(G1:G4) | 1 | =PRODUCT(C5*E5,F5) | =G5
I | T33.14.091 | 16mm2 (7.0mm) + 6mm2 earth | T33.14_ELE_Cable: Copper | m
B | BCW_10220b | Building Conduit Wires_16_Cu, pvc insulated_ | 4 | m | =GetRate("ELE",$A1,2) | 1 | =PRODUCT(C1*E1,F1) | =G1
B |  | Electrical Cable Discount 2 | =GetValue("Discount ELE Cable High",3) | % | =SubTotal(G1:G1) | 1 | =PRODUCT(C2*E2,F2) | =G2
B |  | Electrical Waste and Fixings | =GetValue("Waste 7.5%",3) | % | =SubTotal(G1:G2) | 1 | =PRODUCT(C3*E3,F3) | =G3
B | BCW_10183b | Building Conduit Wires_6_Cu, pvc insulated_ | 1 | m | =GetRate("ELE",$A4,2) | 1 | =PRODUCT(C4*E4,F4) | =G4
B |  | Electrical Cable Discount 2 | =GetValue("Discount ELE Cable High",3) | % | =SubTotal(G4:G4) | 1 | =PRODUCT(C5*E5,F5) | =G5
B |  | Electrical Waste and Fixings | =GetValue("Waste 7.5%",3) | % | =SubTotal(G4:G5) | 1 | =PRODUCT(C6*E6,F6) | =G6
B | Electrician | Labour, ref A1 | 0.03 | hrs | =GetRate("LAB1",$A7,2) | 4 | =PRODUCT(C7*E7,F7) | =G7
B | Electrician | Labour, ref A4 | 0.02 | hrs | =GetRate("LAB1",$A8,2) | 1 | =PRODUCT(C8*E8,F8) | =G8
B |  | Margin | =GetValue("Builders margin",3) | % | =SubTotal(G1:G8) | 1 | =PRODUCT(C9*E9,F9) | =G9
I | T33.14.094 | 25mm2 (9.0mm) | T33.14_ELE_Cable: Copper | m
B | BCW_12200b | Building Conduit Wires_25_Cu, pvc insulated_ | 4 | m | =GetRate("ELE",$A1,2) | 1 | =PRODUCT(C1*E1,F1) | =G1
B |  | Electrical Cable Discount 2 | =GetValue("Discount ELE Cable High",3) | % | =SubTotal(G1:G1) | 1 | =PRODUCT(C2*E2,F2) | =G2
B |  | Electrical Waste and Fixings | =GetValue("Waste 7.5%",3) | % | =SubTotal(G1:G2) | 1 | =PRODUCT(C3*E3,F3) | =G3
B | Electrician | Labour, ref A1 | 0.04 | hrs | =GetRate("LAB1",$A4,2) | 4 | =PRODUCT(C4*E4,F4) | =G4
B |  | Margin | =GetValue("Builders margin",3) | % | =SubTotal(G1:G4) | 1 | =PRODUCT(C5*E5,F5) | =G5
I | T33.14.097 | 25mm2 (9.0mm) + 6mm2 earth | T33.14_ELE_Cable: Copper | m
B | BCW_12200b | Building Conduit Wires_25_Cu, pvc insulated_ | 4 | m | =GetRate("ELE",$A1,2) | 1 | =PRODUCT(C1*E1,F1) | =G1
B |  | Electrical Cable Discount 2 | =GetValue("Discount ELE Cable High",3) | % | =SubTotal(G1:G1) | 1 | =PRODUCT(C2*E2,F2) | =G2
B |  | Electrical Waste and Fixings | =GetValue("Waste 7.5%",3) | % | =SubTotal(G1:G2) | 1 | =PRODUCT(C3*E3,F3) | =G3
B | BCW_10183b | Building Conduit Wires_6_Cu, pvc insulated_ | 1 | m | =GetRate("ELE",$A4,2) | 1 | =PRODUCT(C4*E4,F4) | =G4
B |  | Electrical Cable Discount 2 | =GetValue("Discount ELE Cable High",3) | % | =SubTotal(G4:G4) | 1 | =PRODUCT(C5*E5,F5) | =G5
B |  | Electrical Waste and Fixings | =GetValue("Waste 7.5%",3) | % | =SubTotal(G4:G5) | 1 | =PRODUCT(C6*E6,F6) | =G6
B | Electrician | Labour, ref A1 | 0.04 | hrs | =GetRate("LAB1",$A7,2) | 4 | =PRODUCT(C7*E7,F7) | =G7
B | Electrician | Labour, ref A4 | 0.02 | hrs | =GetRate("LAB1",$A8,2) | 1 | =PRODUCT(C8*E8,F8) | =G8
B |  | Margin | =GetValue("Builders margin",3) | % | =SubTotal(G1:G8) | 1 | =PRODUCT(C9*E9,F9) | =G9
I | T33.14.100 | 35mm2 (10.2mm) | T33.14_ELE_Cable: Copper | m
B | BCW_12220b | Building Conduit Wires_35_Cu, pvc insulated_ | 4 | m | =GetRate("ELE",$A1,2) | 1 | =PRODUCT(C1*E1,F1) | =G1
B |  | Electrical Cable Discount 2 | =GetValue("Discount ELE Cable High",3) | % | =SubTotal(G1:G1) | 1 | =PRODUCT(C2*E2,F2) | =G2
B |  | Electrical Waste and Fixings | =GetValue("Waste 7.5%",3) | % | =SubTotal(G1:G2) | 1 | =PRODUCT(C3*E3,F3) | =G3
B | Electrician | Labour, ref A1 | 0.04 | hrs | =GetRate("LAB1",$A4,2) | 4 | =PRODUCT(C4*E4,F4) | =G4
B |  | Margin | =GetValue("Builders margin",3) | % | =SubTotal(G1:G4) | 1 | =PRODUCT(C5*E5,F5) | =G5
I | T33.14.103 | 35mm2 (10.2mm) + 10mm2 earth | T33.14_ELE_Cable: Copper | m
B | BCW_12220b | Building Conduit Wires_35_Cu, pvc insulated_ | 4 | m | =GetRate("ELE",$A1,2) | 1 | =PRODUCT(C1*E1,F1) | =G1
B |  | Electrical Cable Discount 2 | =GetValue("Discount ELE Cable High",3) | % | =SubTotal(G1:G1) | 1 | =PRODUCT(C2*E2,F2) | =G2
B |  | Electrical Waste and Fixings | =GetValue("Waste 7.5%",3) | % | =SubTotal(G1:G2) | 1 | =PRODUCT(C3*E3,F3) | =G3
B | BCW_10200b | Building Conduit Wires_10_Cu, pvc insulated_ | 1 | m | =GetRate("ELE",$A4,2) | 1 | =PRODUCT(C4*E4,F4) | =G4
B |  | Electrical Cable Discount 2 | =GetValue("Discount ELE Cable High",3) | % | =SubTotal(G4:G4) | 1 | =PRODUCT(C5*E5,F5) | =G5
B |  | Electrical Waste and Fixings | =GetValue("Waste 7.5%",3) | % | =SubTotal(G4:G5) | 1 | =PRODUCT(C6*E6,F6) | =G6
B | Electrician | Labour, ref A1 | 0.04 | hrs | =GetRate("LAB1",$A7,2) | 4 | =PRODUCT(C7*E7,F7) | =G7
B | Electrician | Labour, ref A4 | 0.02 | hrs | =GetRate("LAB1",$A8,2) | 1 | =PRODUCT(C8*E8,F8) | =G8
B |  | Margin | =GetValue("Builders margin",3) | % | =SubTotal(G1:G8) | 1 | =PRODUCT(C9*E9,F9) | =G9
I | T33.14.106 | 50mm2 (11.9mm) | T33.14_ELE_Cable: Copper | m
B | BCW_12240 | Building Conduit Wires_50_Cu, pvc insulated_ | 4 | m | =GetRate("ELE",$A1,2) | 1 | =PRODUCT(C1*E1,F1) | =G1
B |  | Electrical Cable Discount 2 | =GetValue("Discount ELE Cable High",3) | % | =SubTotal(G1:G1) | 1 | =PRODUCT(C2*E2,F2) | =G2
B |  | Electrical Waste and Fixings | =GetValue("Waste 7.5%",3) | % | =SubTotal(G1:G2) | 1 | =PRODUCT(C3*E3,F3) | =G3
B | Electrician | Labour, ref A1 | 0.05 | hrs | =GetRate("LAB1",$A4,2) | 4 | =PRODUCT(C4*E4,F4) | =G4
B |  | Margin | =GetValue("Builders margin",3) | % | =SubTotal(G1:G4) | 1 | =PRODUCT(C5*E5,F5) | =G5
I | T33.14.109 | 50mm2 (11.9mm) + 16mm2 earth | T33.14_ELE_Cable: Copper | m
B | BCW_12240 | Building Conduit Wires_50_Cu, pvc insulated_ | 4 | m | =GetRate("ELE",$A1,2) | 1 | =PRODUCT(C1*E1,F1) | =G1
B |  | Electrical Cable Discount 2 | =GetValue("Discount ELE Cable High",3) | % | =SubTotal(G1:G1) | 1 | =PRODUCT(C2*E2,F2) | =G2
B |  | Electrical Waste and Fixings | =GetValue("Waste 7.5%",3) | % | =SubTotal(G1:G2) | 1 | =PRODUCT(C3*E3,F3) | =G3
B | BCW_10220b | Building Conduit Wires_16_Cu, pvc insulated_ | 1 | m | =GetRate("ELE",$A4,2) | 1 | =PRODUCT(C4*E4,F4) | =G4
B |  | Electrical Cable Discount 2 | =GetValue("Discount ELE Cable High",3) | % | =SubTotal(G4:G4) | 1 | =PRODUCT(C5*E5,F5) | =G5
B |  | Electrical Waste and Fixings | =GetValue("Waste 7.5%",3) | % | =SubTotal(G4:G5) | 1 | =PRODUCT(C6*E6,F6) | =G6
B | Electrician | Labour, ref A1 | 0.05 | hrs | =GetRate("LAB1",$A7,2) | 4 | =PRODUCT(C7*E7,F7) | =G7
B | Electrician | Labour, ref A4 | 0.03 | hrs | =GetRate("LAB1",$A8,2) | 1 | =PRODUCT(C8*E8,F8) | =G8
B |  | Margin | =GetValue("Builders margin",3) | % | =SubTotal(G1:G8) | 1 | =PRODUCT(C9*E9,F9) | =G9
I | T33.14.112 | 70mm2 (13.7mm) | T33.14_ELE_Cable: Copper | m
B | BCW_12260 | Building Conduit Wires_70_Cu, pvc insulated_ | 4 | m | =GetRate("ELE",$A1,2) | 1 | =PRODUCT(C1*E1,F1) | =G1
B |  | Electrical Cable Discount 2 | =GetValue("Discount ELE Cable High",3) | % | =SubTotal(G1:G1) | 1 | =PRODUCT(C2*E2,F2) | =G2
B |  | Electrical Waste and Fixings | =GetValue("Waste 7.5%",3) | % | =SubTotal(G1:G2) | 1 | =PRODUCT(C3*E3,F3) | =G3
B | Electrician | Labour, ref A1 | 0.05 | hrs | =GetRate("LAB1",$A4,2) | 4 | =PRODUCT(C4*E4,F4) | =G4
B |  | Margin | =GetValue("Builders margin",3) | % | =SubTotal(G1:G4) | 1 | =PRODUCT(C5*E5,F5) | =G5
I | T33.14.115 | 70mm2 (13.7mm) + 25mm2 earth | T33.14_ELE_Cable: Copper | m
B | BCW_12260 | Building Conduit Wires_70_Cu, pvc insulated_ | 4 | m | =GetRate("ELE",$A1,2) | 1 | =PRODUCT(C1*E1,F1) | =G1
B |  | Electrical Cable Discount 2 | =GetValue("Discount ELE Cable High",3) | % | =SubTotal(G1:G1) | 1 | =PRODUCT(C2*E2,F2) | =G2
B |  | Electrical Waste and Fixings | =GetValue("Waste 7.5%",3) | % | =SubTotal(G1:G2) | 1 | =PRODUCT(C3*E3,F3) | =G3
B | BCW_12200b | Building Conduit Wires_25_Cu, pvc insulated_ | 1 | m | =GetRate("ELE",$A4,2) | 1 | =PRODUCT(C4*E4,F4) | =G4
B |  | Electrical Cable Discount 2 | =GetValue("Discount ELE Cable High",3) | % | =SubTotal(G4:G4) | 1 | =PRODUCT(C5*E5,F5) | =G5
B |  | Electrical Waste and Fixings | =GetValue("Waste 7.5%",3) | % | =SubTotal(G4:G5) | 1 | =PRODUCT(C6*E6,F6) | =G6
B | Electrician | Labour, ref A1 | 0.05 | hrs | =GetRate("LAB1",$A7,2) | 4 | =PRODUCT(C7*E7,F7) | =G7
B | Electrician | Labour, ref A4 | 0.03 | hrs | =GetRate("LAB1",$A8,2) | 1 | =PRODUCT(C8*E8,F8) | =G8
B |  | Margin | =GetValue("Builders margin",3) | % | =SubTotal(G1:G8) | 1 | =PRODUCT(C9*E9,F9) | =G9
I | T33.14.118 | 95mm2 (16.0mm) | T33.14_ELE_Cable: Copper | m
B | BCW_12280 | Building Conduit Wires_95_Cu, pvc insulated_ | 4 | m | =GetRate("ELE",$A1,2) | 1 | =PRODUCT(C1*E1,F1) | =G1
B |  | Electrical Cable Discount 2 | =GetValue("Discount ELE Cable High",3) | % | =SubTotal(G1:G1) | 1 | =PRODUCT(C2*E2,F2) | =G2
B |  | Electrical Waste and Fixings | =GetValue("Waste 7.5%",3) | % | =SubTotal(G1:G2) | 1 | =PRODUCT(C3*E3,F3) | =G3
B | Electrician | Labour, ref A1 | 0.05 | hrs | =GetRate("LAB1",$A4,2) | 4 | =PRODUCT(C4*E4,F4) | =G4
B |  | Margin | =GetValue("Builders margin",3) | % | =SubTotal(G1:G4) | 1 | =PRODUCT(C5*E5,F5) | =G5
I | T33.14.121 | 95mm2 (16.0mm) + 25mm2 earth | T33.14_ELE_Cable: Copper | m
B | BCW_12280 | Building Conduit Wires_95_Cu, pvc insulated_ | 4 | m | =GetRate("ELE",$A1,2) | 1 | =PRODUCT(C1*E1,F1) | =G1
B |  | Electrical Cable Discount 2 | =GetValue("Discount ELE Cable High",3) | % | =SubTotal(G1:G1) | 1 | =PRODUCT(C2*E2,F2) | =G2
B |  | Electrical Waste and Fixings | =GetValue("Waste 7.5%",3) | % | =SubTotal(G1:G2) | 1 | =PRODUCT(C3*E3,F3) | =G3
B | BCW_12200b | Building Conduit Wires_25_Cu, pvc insulated_ | 1 | m | =GetRate("ELE",$A4,2) | 1 | =PRODUCT(C4*E4,F4) | =G4
B |  | Electrical Cable Discount 2 | =GetValue("Discount ELE Cable High",3) | % | =SubTotal(G4:G4) | 1 | =PRODUCT(C5*E5,F5) | =G5
B |  | Electrical Waste and Fixings | =GetValue("Waste 7.5%",3) | % | =SubTotal(G4:G5) | 1 | =PRODUCT(C6*E6,F6) | =G6
B | Electrician | Labour, ref A1 | 0.05 | hrs | =GetRate("LAB1",$A7,2) | 4 | =PRODUCT(C7*E7,F7) | =G7
B | Electrician | Labour, ref A4 | 0.03 | hrs | =GetRate("LAB1",$A8,2) | 1 | =PRODUCT(C8*E8,F8) | =G8
B |  | Margin | =GetValue("Builders margin",3) | % | =SubTotal(G1:G8) | 1 | =PRODUCT(C9*E9,F9) | =G9
I | T33.14.124 | 120mm2 (16.3mm) | T33.14_ELE_Cable: Copper | m
B | BCW_12300 | Building Conduit Wires_120_Cu, pvc insulated_ | 4 | m | =GetRate("ELE",$A1,2) | 1 | =PRODUCT(C1*E1,F1) | =G1
B |  | Electrical Cable Discount 2 | =GetValue("Discount ELE Cable High",3) | % | =SubTotal(G1:G1) | 1 | =PRODUCT(C2*E2,F2) | =G2
B |  | Electrical Waste and Fixings | =GetValue("Waste 7.5%",3) | % | =SubTotal(G1:G2) | 1 | =PRODUCT(C3*E3,F3) | =G3
B | Electrician | Labour, ref A1 | 0.06 | hrs | =GetRate("LAB1",$A4,2) | 4 | =PRODUCT(C4*E4,F4) | =G4
B |  | Margin | =GetValue("Builders margin",3) | % | =SubTotal(G1:G4) | 1 | =PRODUCT(C5*E5,F5) | =G5
I | T33.14.127 | 120mm2 (16.3mm) + 35mm2 earth | T33.14_ELE_Cable: Copper | m
B | BCW_12300 | Building Conduit Wires_120_Cu, pvc insulated_ | 4 | m | =GetRate("ELE",$A1,2) | 1 | =PRODUCT(C1*E1,F1) | =G1
B |  | Electrical Cable Discount 2 | =GetValue("Discount ELE Cable High",3) | % | =SubTotal(G1:G1) | 1 | =PRODUCT(C2*E2,F2) | =G2
B |  | Electrical Waste and Fixings | =GetValue("Waste 7.5%",3) | % | =SubTotal(G1:G2) | 1 | =PRODUCT(C3*E3,F3) | =G3
B | BCW_12220b | Building Conduit Wires_35_Cu, pvc insulated_ | 1 | m | =GetRate("ELE",$A4,2) | 1 | =PRODUCT(C4*E4,F4) | =G4
B |  | Electrical Cable Discount 2 | =GetValue("Discount ELE Cable High",3) | % | =SubTotal(G4:G4) | 1 | =PRODUCT(C5*E5,F5) | =G5
B |  | Electrical Waste and Fixings | =GetValue("Waste 7.5%",3) | % | =SubTotal(G4:G5) | 1 | =PRODUCT(C6*E6,F6) | =G6
B | Electrician | Labour, ref A1 | 0.06 | hrs | =GetRate("LAB1",$A7,2) | 4 | =PRODUCT(C7*E7,F7) | =G7
B | Electrician | Labour, ref A4 | 0.03 | hrs | =GetRate("LAB1",$A8,2) | 1 | =PRODUCT(C8*E8,F8) | =G8
B |  | Margin | =GetValue("Builders margin",3) | % | =SubTotal(G1:G8) | 1 | =PRODUCT(C9*E9,F9) | =G9
I | T33.14.130 | 150mm2 (20.6mm) | T33.14_ELE_Cable: Copper | m
B | BCW_12320 | Building Conduit Wires_150_Cu, pvc insulated_ | 4 | m | =GetRate("ELE",$A1,2) | 1 | =PRODUCT(C1*E1,F1) | =G1
B |  | Electrical Cable Discount 2 | =GetValue("Discount ELE Cable High",3) | % | =SubTotal(G1:G1) | 1 | =PRODUCT(C2*E2,F2) | =G2
B |  | Electrical Waste and Fixings | =GetValue("Waste 7.5%",3) | % | =SubTotal(G1:G2) | 1 | =PRODUCT(C3*E3,F3) | =G3
B | Electrician | Labour, ref A1 | 0.08 | hrs | =GetRate("LAB1",$A4,2) | 4 | =PRODUCT(C4*E4,F4) | =G4
B |  | Margin | =GetValue("Builders margin",3) | % | =SubTotal(G1:G4) | 1 | =PRODUCT(C5*E5,F5) | =G5
I | T33.14.133 | 150mm2 (20.6mm) + 50mm2 earth | T33.14_ELE_Cable: Copper | m
B | BCW_12320 | Building Conduit Wires_150_Cu, pvc insulated_ | 4 | m | =GetRate("ELE",$A1,2) | 1 | =PRODUCT(C1*E1,F1) | =G1
B |  | Electrical Cable Discount 2 | =GetValue("Discount ELE Cable High",3) | % | =SubTotal(G1:G1) | 1 | =PRODUCT(C2*E2,F2) | =G2
B |  | Electrical Waste and Fixings | =GetValue("Waste 7.5%",3) | % | =SubTotal(G1:G2) | 1 | =PRODUCT(C3*E3,F3) | =G3
B | BCW_12240 | Building Conduit Wires_50_Cu, pvc insulated_ | 1 | m | =GetRate("ELE",$A4,2) | 1 | =PRODUCT(C4*E4,F4) | =G4
B |  | Electrical Cable Discount 2 | =GetValue("Discount ELE Cable High",3) | % | =SubTotal(G4:G4) | 1 | =PRODUCT(C5*E5,F5) | =G5
B |  | Electrical Waste and Fixings | =GetValue("Waste 7.5%",3) | % | =SubTotal(G4:G5) | 1 | =PRODUCT(C6*E6,F6) | =G6
B | Electrician | Labour, ref A1 | 0.08 | hrs | =GetRate("LAB1",$A7,2) | 4 | =PRODUCT(C7*E7,F7) | =G7
B | Electrician | Labour, ref A4 | 0.04 | hrs | =GetRate("LAB1",$A8,2) | 1 | =PRODUCT(C8*E8,F8) | =G8
B |  | Margin | =GetValue("Builders margin",3) | % | =SubTotal(G1:G8) | 1 | =PRODUCT(C9*E9,F9) | =G9
I | T33.14.136 | 185mm2 (22.7mm) | T33.14_ELE_Cable: Copper | m
B | BCW_12327 | Building Conduit Wires_185_Cu, pvc insulated_ | 4 | m | =GetRate("ELE",$A1,2) | 1 | =PRODUCT(C1*E1,F1) | =G1
B |  | Electrical Cable Discount 2 | =GetValue("Discount ELE Cable High",3) | % | =SubTotal(G1:G1) | 1 | =PRODUCT(C2*E2,F2) | =G2
B |  | Electrical Waste and Fixings | =GetValue("Waste 7.5%",3) | % | =SubTotal(G1:G2) | 1 | =PRODUCT(C3*E3,F3) | =G3
B | Electrician | Labour, ref A1 | 0.1 | hrs | =GetRate("LAB1",$A4,2) | 4 | =PRODUCT(C4*E4,F4) | =G4
B |  | Margin | =GetValue("Builders margin",3) | % | =SubTotal(G1:G4) | 1 | =PRODUCT(C5*E5,F5) | =G5
I | T33.14.139 | 185mm2 (22.7mm) + 70mm2 earth | T33.14_ELE_Cable: Copper | m
B | BCW_12327 | Building Conduit Wires_185_Cu, pvc insulated_ | 4 | m | =GetRate("ELE",$A1,2) | 1 | =PRODUCT(C1*E1,F1) | =G1
B |  | Electrical Cable Discount 2 | =GetValue("Discount ELE Cable High",3) | % | =SubTotal(G1:G1) | 1 | =PRODUCT(C2*E2,F2) | =G2
B |  | Electrical Waste and Fixings | =GetValue("Waste 7.5%",3) | % | =SubTotal(G1:G2) | 1 | =PRODUCT(C3*E3,F3) | =G3
B | BCW_12260 | Building Conduit Wires_70_Cu, pvc insulated_ | 1 | m | =GetRate("ELE",$A4,2) | 1 | =PRODUCT(C4*E4,F4) | =G4
B |  | Electrical Cable Discount 2 | =GetValue("Discount ELE Cable High",3) | % | =SubTotal(G4:G4) | 1 | =PRODUCT(C5*E5,F5) | =G5
B |  | Electrical Waste and Fixings | =GetValue("Waste 7.5%",3) | % | =SubTotal(G4:G5) | 1 | =PRODUCT(C6*E6,F6) | =G6
B | Electrician | Labour, ref A1 | 0.1 | hrs | =GetRate("LAB1",$A7,2) | 4 | =PRODUCT(C7*E7,F7) | =G7
B | Electrician | Labour, ref A4 | 0.04 | hrs | =GetRate("LAB1",$A8,2) | 1 | =PRODUCT(C8*E8,F8) | =G8
B |  | Margin | =GetValue("Builders margin",3) | % | =SubTotal(G1:G8) | 1 | =PRODUCT(C9*E9,F9) | =G9
I | T33.14.142 | 240mm2 (25.6mm) | T33.14_ELE_Cable: Copper | m
B | BCW_12328 | Building Conduit Wires_240_Cu, pvc insulated_ | 4 | m | =GetRate("ELE",$A1,2) | 1 | =PRODUCT(C1*E1,F1) | =G1
B |  | Electrical Cable Discount 2 | =GetValue("Discount ELE Cable High",3) | % | =SubTotal(G1:G1) | 1 | =PRODUCT(C2*E2,F2) | =G2
B |  | Electrical Waste and Fixings | =GetValue("Waste 7.5%",3) | % | =SubTotal(G1:G2) | 1 | =PRODUCT(C3*E3,F3) | =G3
B | Electrician | Labour, ref A1 | 0.1 | hrs | =GetRate("LAB1",$A4,2) | 4 | =PRODUCT(C4*E4,F4) | =G4
B |  | Margin | =GetValue("Builders margin",3) | % | =SubTotal(G1:G4) | 1 | =PRODUCT(C5*E5,F5) | =G5
I | T33.14.145 | 240mm2 (25.6mm) + 95mm2 earth | T33.14_ELE_Cable: Copper | m
B | BCW_12328 | Building Conduit Wires_240_Cu, pvc insulated_ | 4 | m | =GetRate("ELE",$A1,2) | 1 | =PRODUCT(C1*E1,F1) | =G1
B |  | Electrical Cable Discount 2 | =GetValue("Discount ELE Cable High",3) | % | =SubTotal(G1:G1) | 1 | =PRODUCT(C2*E2,F2) | =G2
B |  | Electrical Waste and Fixings | =GetValue("Waste 7.5%",3) | % | =SubTotal(G1:G2) | 1 | =PRODUCT(C3*E3,F3) | =G3
B | BCW_12280 | Building Conduit Wires_95_Cu, pvc insulated_ | 1 | m | =GetRate("ELE",$A4,2) | 1 | =PRODUCT(C4*E4,F4) | =G4
B |  | Electrical Cable Discount 2 | =GetValue("Discount ELE Cable High",3) | % | =SubTotal(G4:G4) | 1 | =PRODUCT(C5*E5,F5) | =G5
B |  | Electrical Waste and Fixings | =GetValue("Waste 7.5%",3) | % | =SubTotal(G4:G5) | 1 | =PRODUCT(C6*E6,F6) | =G6
B | Electrician | Labour, ref A1 | 0.1 | hrs | =GetRate("LAB1",$A7,2) | 4 | =PRODUCT(C7*E7,F7) | =G7
B | Electrician | Labour, ref A4 | 0.04 | hrs | =GetRate("LAB1",$A8,2) | 1 | =PRODUCT(C8*E8,F8) | =G8
B |  | Margin | =GetValue("Builders margin",3) | % | =SubTotal(G1:G8) | 1 | =PRODUCT(C9*E9,F9) | =G9
I | T33.14.148 | <b>Single Core TPS Cable,</b> installed in roof space | T33.14_ELE_Cable: Copper
I | T33.14.151 | 1 mm2 (4.1mm) | T33.14_ELE_Cable: Copper | m
B | FPTS_14786 | Flat TPS Cables_1_Cu, pvc insulated_1/core | 1 | m | =GetRate("ELE",$A1,2) | 1 | =PRODUCT(C1*E1,F1) | =G1
B |  | Electrical Cable Discount 2 | =GetValue("Discount ELE Cable High",3) | % | =SubTotal(G1:G1) | 1 | =PRODUCT(C2*E2,F2) | =G2
B |  | Electrical Waste and Fixings | =GetValue("Waste 7.5%",3) | % | =SubTotal(G1:G2) | 1 | =PRODUCT(C3*E3,F3) | =G3
B | Electrician | Labour, ref A1 | 0.05 | hrs | =GetRate("LAB1",$A4,2) | 1 | =PRODUCT(C4*E4,F4) | =G4
B |  | Margin | =GetValue("Builders margin",3) | % | =SubTotal(G1:G4) | 1 | =PRODUCT(C5*E5,F5) | =G5
I | T33.14.154 | 1.5mm2 (4.6mm) | T33.14_ELE_Cable: Copper | m
B | FPTS_14920 | Flat TPS Cables_1.5_Cu, pvc insulated_1/core | 1 | m | =GetRate("ELE",$A1,2) | 1 | =PRODUCT(C1*E1,F1) | =G1
B |  | Electrical Cable Discount 2 | =GetValue("Discount ELE Cable High",3) | % | =SubTotal(G1:G1) | 1 | =PRODUCT(C2*E2,F2) | =G2
B |  | Electrical Waste and Fixings | =GetValue("Waste 7.5%",3) | % | =SubTotal(G1:G2) | 1 | =PRODUCT(C3*E3,F3) | =G3
B | Electrician | Labour, ref A1 | 0.05 | hrs | =GetRate("LAB1",$A4,2) | 1 | =PRODUCT(C4*E4,F4) | =G4
B |  | Margin | =GetValue("Builders margin",3) | % | =SubTotal(G1:G4) | 1 | =PRODUCT(C5*E5,F5) | =G5
I | T33.14.157 | 2.5mm2 (5.2mm) | T33.14_ELE_Cable: Copper | m
B | FPTS_15080 | Flat TPS Cables_2.5_Cu, pvc insulated_1/core | 1 | m | =GetRate("ELE",$A1,2) | 1 | =PRODUCT(C1*E1,F1) | =G1
B |  | Electrical Cable Discount 2 | =GetValue("Discount ELE Cable High",3) | % | =SubTotal(G1:G1) | 1 | =PRODUCT(C2*E2,F2) | =G2
B |  | Electrical Waste and Fixings | =GetValue("Waste 7.5%",3) | % | =SubTotal(G1:G2) | 1 | =PRODUCT(C3*E3,F3) | =G3
B | Electrician | Labour, ref A1 | 0.05 | hrs | =GetRate("LAB1",$A4,2) | 1 | =PRODUCT(C4*E4,F4) | =G4
B |  | Margin | =GetValue("Builders margin",3) | % | =SubTotal(G1:G4) | 1 | =PRODUCT(C5*E5,F5) | =G5
I | T33.14.160 | 4mm2 (6.2mm) | T33.14_ELE_Cable: Copper | m
B | FPTS_15240 | Flat TPS Cables_4_Cu, pvc insulated_1/core | 1 | m | =GetRate("ELE",$A1,2) | 1 | =PRODUCT(C1*E1,F1) | =G1
B |  | Electrical Cable Discount 2 | =GetValue("Discount ELE Cable High",3) | % | =SubTotal(G1:G1) | 1 | =PRODUCT(C2*E2,F2) | =G2
B |  | Electrical Waste and Fixings | =GetValue("Waste 7.5%",3) | % | =SubTotal(G1:G2) | 1 | =PRODUCT(C3*E3,F3) | =G3
B | Electrician | Labour, ref A1 | 0.05 | hrs | =GetRate("LAB1",$A4,2) | 1 | =PRODUCT(C4*E4,F4) | =G4
B |  | Margin | =GetValue("Builders margin",3) | % | =SubTotal(G1:G4) | 1 | =PRODUCT(C5*E5,F5) | =G5
I | T33.14.163 | 6mm2 (6.7mm) | T33.14_ELE_Cable: Copper | m
B | FPTS_15470 | Flat TPS Cables_6_Cu, pvc insulated_1/core | 1 | m | =GetRate("ELE",$A1,2) | 1 | =PRODUCT(C1*E1,F1) | =G1
B |  | Electrical Cable Discount 2 | =GetValue("Discount ELE Cable High",3) | % | =SubTotal(G1:G1) | 1 | =PRODUCT(C2*E2,F2) | =G2
B |  | Electrical Waste and Fixings | =GetValue("Waste 7.5%",3) | % | =SubTotal(G1:G2) | 1 | =PRODUCT(C3*E3,F3) | =G3
B | Electrician | Labour, ref A1 | 0.05 | hrs | =GetRate("LAB1",$A4,2) | 1 | =PRODUCT(C4*E4,F4) | =G4
B |  | Margin | =GetValue("Builders margin",3) | % | =SubTotal(G1:G4) | 1 | =PRODUCT(C5*E5,F5) | =G5
I | T33.14.166 | <b>Two Core Flat TPS Cable,</b> installed in roof space | T33.14_ELE_Cable: Copper
I | T33.14.169 | 1mm2 (6.5mm) | T33.14_ELE_Cable: Copper | m
B | FPTS_14810 | Flat TPS Cables_1_Cu, pvc insulated_2/core | 1 | m | =GetRate("ELE",$A1,2) | 1 | =PRODUCT(C1*E1,F1) | =G1
B |  | Electrical Cable Discount 2 | =GetValue("Discount ELE Cable High",3) | % | =SubTotal(G1:G1) | 1 | =PRODUCT(C2*E2,F2) | =G2
B |  | Electrical Waste and Fixings | =GetValue("Waste 7.5%",3) | % | =SubTotal(G1:G2) | 1 | =PRODUCT(C3*E3,F3) | =G3
B | Electrician | Labour, ref A1 | 0.05 | hrs | =GetRate("LAB1",$A4,2) | 1 | =PRODUCT(C4*E4,F4) | =G4
B |  | Margin | =GetValue("Builders margin",3) | % | =SubTotal(G1:G4) | 1 | =PRODUCT(C5*E5,F5) | =G5
I | T33.14.172 | 1.5mm2 (7.5mm) | T33.14_ELE_Cable: Copper | m
B | FPTS_14950 | Flat TPS Cables_1.5_Cu, pvc insulated_2/core | 1 | m | =GetRate("ELE",$A1,2) | 1 | =PRODUCT(C1*E1,F1) | =G1
B |  | Electrical Cable Discount 2 | =GetValue("Discount ELE Cable High",3) | % | =SubTotal(G1:G1) | 1 | =PRODUCT(C2*E2,F2) | =G2
B |  | Electrical Waste and Fixings | =GetValue("Waste 7.5%",3) | % | =SubTotal(G1:G2) | 1 | =PRODUCT(C3*E3,F3) | =G3
B | Electrician | Labour, ref A1 | 0.05 | hrs | =GetRate("LAB1",$A4,2) | 1 | =PRODUCT(C4*E4,F4) | =G4
B |  | Margin | =GetValue("Builders margin",3) | % | =SubTotal(G1:G4) | 1 | =PRODUCT(C5*E5,F5) | =G5
I | T33.14.175 | 2.5mm2 (8.8mm) | T33.14_ELE_Cable: Copper | m
B | FPTS_15110 | Flat TPS Cables_2.5_Cu, pvc insulated_2/core | 1 | m | =GetRate("ELE",$A1,2) | 1 | =PRODUCT(C1*E1,F1) | =G1
B |  | Electrical Cable Discount 2 | =GetValue("Discount ELE Cable High",3) | % | =SubTotal(G1:G1) | 1 | =PRODUCT(C2*E2,F2) | =G2
B |  | Electrical Waste and Fixings | =GetValue("Waste 7.5%",3) | % | =SubTotal(G1:G2) | 1 | =PRODUCT(C3*E3,F3) | =G3
B | Electrician | Labour, ref A1 | 0.05 | hrs | =GetRate("LAB1",$A4,2) | 1 | =PRODUCT(C4*E4,F4) | =G4
B |  | Margin | =GetValue("Builders margin",3) | % | =SubTotal(G1:G4) | 1 | =PRODUCT(C5*E5,F5) | =G5
I | T33.14.178 | 4mm2 (10.3mm) | T33.14_ELE_Cable: Copper | m
B | FPTS_15320 | Flat TPS Cables_4_Cu, pvc insulated_2/core | 1 | m | =GetRate("ELE",$A1,2) | 1 | =PRODUCT(C1*E1,F1) | =G1
B |  | Electrical Cable Discount 2 | =GetValue("Discount ELE Cable High",3) | % | =SubTotal(G1:G1) | 1 | =PRODUCT(C2*E2,F2) | =G2
B |  | Electrical Waste and Fixings | =GetValue("Waste 7.5%",3) | % | =SubTotal(G1:G2) | 1 | =PRODUCT(C3*E3,F3) | =G3
B | Electrician | Labour, ref A1 | 0.05 | hrs | =GetRate("LAB1",$A4,2) | 1 | =PRODUCT(C4*E4,F4) | =G4
B |  | Margin | =GetValue("Builders margin",3) | % | =SubTotal(G1:G4) | 1 | =PRODUCT(C5*E5,F5) | =G5
I | T33.14.181 | 6mm2 (11.6mm) | T33.14_ELE_Cable: Copper | m
B | FPTS_15500 | Flat TPS Cables_6_Cu, pvc insulated_2/core | 1 | m | =GetRate("ELE",$A1,2) | 1 | =PRODUCT(C1*E1,F1) | =G1
B |  | Electrical Cable Discount 2 | =GetValue("Discount ELE Cable High",3) | % | =SubTotal(G1:G1) | 1 | =PRODUCT(C2*E2,F2) | =G2
B |  | Electrical Waste and Fixings | =GetValue("Waste 7.5%",3) | % | =SubTotal(G1:G2) | 1 | =PRODUCT(C3*E3,F3) | =G3
B | Electrician | Labour, ref A1 | 0.05 | hrs | =GetRate("LAB1",$A4,2) | 1 | =PRODUCT(C4*E4,F4) | =G4
B |  | Margin | =GetValue("Builders margin",3) | % | =SubTotal(G1:G4) | 1 | =PRODUCT(C5*E5,F5) | =G5
I | T33.14.184 | 10mm2 (14.5mm) | T33.14_ELE_Cable: Copper | m
B | FPTS_15635 | Flat TPS Cables_10_Cu, pvc insulated_2/core | 1 | m | =GetRate("ELE",$A1,2) | 1 | =PRODUCT(C1*E1,F1) | =G1
B |  | Electrical Cable Discount 2 | =GetValue("Discount ELE Cable High",3) | % | =SubTotal(G1:G1) | 1 | =PRODUCT(C2*E2,F2) | =G2
B |  | Electrical Waste and Fixings | =GetValue("Waste 7.5%",3) | % | =SubTotal(G1:G2) | 1 | =PRODUCT(C3*E3,F3) | =G3
B | Electrician | Labour, ref A1 | 0.05 | hrs | =GetRate("LAB1",$A4,2) | 1 | =PRODUCT(C4*E4,F4) | =G4
B |  | Margin | =GetValue("Builders margin",3) | % | =SubTotal(G1:G4) | 1 | =PRODUCT(C5*E5,F5) | =G5
I | T33.14.187 | 16mm2 (16.4mm) | T33.14_ELE_Cable: Copper | m
B | FPTS_15755 | Flat TPS Cables_16_Cu, pvc insulated_2/core | 1 | m | =GetRate("ELE",$A1,2) | 1 | =PRODUCT(C1*E1,F1) | =G1
B |  | Electrical Cable Discount 2 | =GetValue("Discount ELE Cable High",3) | % | =SubTotal(G1:G1) | 1 | =PRODUCT(C2*E2,F2) | =G2
B |  | Electrical Waste and Fixings | =GetValue("Waste 7.5%",3) | % | =SubTotal(G1:G2) | 1 | =PRODUCT(C3*E3,F3) | =G3
B | Electrician | Labour, ref A1 | 0.05 | hrs | =GetRate("LAB1",$A4,2) | 1 | =PRODUCT(C4*E4,F4) | =G4
B |  | Margin | =GetValue("Builders margin",3) | % | =SubTotal(G1:G4) | 1 | =PRODUCT(C5*E5,F5) | =G5
I | T33.14.190 | <b>Two Core + E flat TPS Cable,</b> installed in roof space | T33.14_ELE_Cable: Copper
I | T33.14.193 | 1mm2 (8.8mm) | T33.14_ELE_Cable: Copper | m
B | FTPS_14850 | 1.0mm² 2C+E Flat TPS White_Copper Conductors, PVC Insulated & Sheathed | 1 | m | =GetRate("ELE",$A1,2) | 1 | =PRODUCT(C1*E1,F1) | =G1
B |  | Electrical Cable Discount 2 | =GetValue("Discount ELE Cable High",3) | % | =SubTotal(G1:G1) | 1 | =PRODUCT(C2*E2,F2) | =G2
B |  | Electrical Waste and Fixings | =GetValue("Waste 7.5%",3) | % | =SubTotal(G1:G2) | 1 | =PRODUCT(C3*E3,F3) | =G3
B | Electrician | Labour, ref A1 | 0.05 | hrs | =GetRate("LAB1",$A4,2) | 1 | =PRODUCT(C4*E4,F4) | =G4
B |  | Margin | =GetValue("Builders margin",3) | % | =SubTotal(G1:G4) | 1 | =PRODUCT(C5*E5,F5) | =G5
I | T33.14.196 | 1.5mm2 (10.4mm) | T33.14_ELE_Cable: Copper | m
B | FTPS_14980 | 1.5mm² 2C+E Flat TPS White_Copper Conductors, PVC Insulated & Sheathed | 1 | m | =GetRate("ELE",$A1,2) | 1 | =PRODUCT(C1*E1,F1) | =G1
B |  | Electrical Cable Discount 2 | =GetValue("Discount ELE Cable High",3) | % | =SubTotal(G1:G1) | 1 | =PRODUCT(C2*E2,F2) | =G2
B |  | Electrical Waste and Fixings | =GetValue("Waste 7.5%",3) | % | =SubTotal(G1:G2) | 1 | =PRODUCT(C3*E3,F3) | =G3
B | Electrician | Labour, ref A1 | 0.05 | hrs | =GetRate("LAB1",$A4,2) | 1 | =PRODUCT(C4*E4,F4) | =G4
B |  | Margin | =GetValue("Builders margin",3) | % | =SubTotal(G1:G4) | 1 | =PRODUCT(C5*E5,F5) | =G5
I | T33.14.199 | 2.5mm2 (12.1mm) | T33.14_ELE_Cable: Copper | m
B | FTPS_15150 | 2.5mm² 2C+E Flat TPS White_Copper Conductors, PVC Insulated & Sheathed | 1 | m | =GetRate("ELE",$A1,2) | 1 | =PRODUCT(C1*E1,F1) | =G1
B |  | Electrical Cable Discount 2 | =GetValue("Discount ELE Cable High",3) | % | =SubTotal(G1:G1) | 1 | =PRODUCT(C2*E2,F2) | =G2
B |  | Electrical Waste and Fixings | =GetValue("Waste 7.5%",3) | % | =SubTotal(G1:G2) | 1 | =PRODUCT(C3*E3,F3) | =G3
B | Electrician | Labour, ref A1 | 0.05 | hrs | =GetRate("LAB1",$A4,2) | 1 | =PRODUCT(C4*E4,F4) | =G4
B |  | Margin | =GetValue("Builders margin",3) | % | =SubTotal(G1:G4) | 1 | =PRODUCT(C5*E5,F5) | =G5
I | T33.14.202 | 4mm2 (14.7mm) | T33.14_ELE_Cable: Copper | m
B | FTPS_15350 | 4mm² 2C+E Flat TPS White_Copper Conductors, PVC Insulated & Sheathed | 1 | m | =GetRate("ELE",$A1,2) | 1 | =PRODUCT(C1*E1,F1) | =G1
B |  | Electrical Cable Discount 2 | =GetValue("Discount ELE Cable High",3) | % | =SubTotal(G1:G1) | 1 | =PRODUCT(C2*E2,F2) | =G2
B |  | Electrical Waste and Fixings | =GetValue("Waste 7.5%",3) | % | =SubTotal(G1:G2) | 1 | =PRODUCT(C3*E3,F3) | =G3
B | Electrician | Labour, ref A1 | 0.05 | hrs | =GetRate("LAB1",$A4,2) | 1 | =PRODUCT(C4*E4,F4) | =G4
B |  | Margin | =GetValue("Builders margin",3) | % | =SubTotal(G1:G4) | 1 | =PRODUCT(C5*E5,F5) | =G5
I | T33.14.205 | 6mm2 (16.4mm) | T33.14_ELE_Cable: Copper | m
B | FTPS_15530 | 6mm² 2C+E Flat TPS White_Copper Conductors, PVC Insulated & Sheathed | 1 | m | =GetRate("ELE",$A1,2) | 1 | =PRODUCT(C1*E1,F1) | =G1
B |  | Electrical Cable Discount 2 | =GetValue("Discount ELE Cable High",3) | % | =SubTotal(G1:G1) | 1 | =PRODUCT(C2*E2,F2) | =G2
B |  | Electrical Waste and Fixings | =GetValue("Waste 7.5%",3) | % | =SubTotal(G1:G2) | 1 | =PRODUCT(C3*E3,F3) | =G3
B | Electrician | Labour, ref A1 | 0.05 | hrs | =GetRate("LAB1",$A4,2) | 1 | =PRODUCT(C4*E4,F4) | =G4
B |  | Margin | =GetValue("Builders margin",3) | % | =SubTotal(G1:G4) | 1 | =PRODUCT(C5*E5,F5) | =G5
I | T33.14.208 | 10mm2 (20.6mm) | T33.14_ELE_Cable: Copper | m
B | FTPS_15665 | 10mm² 2C+E Flat TPS Black_Copper Conductors, PVC Insulated & Sheathed | 1 | m | =GetRate("ELE",$A1,2) | 1 | =PRODUCT(C1*E1,F1) | =G1
B |  | Electrical Cable Discount 2 | =GetValue("Discount ELE Cable High",3) | % | =SubTotal(G1:G1) | 1 | =PRODUCT(C2*E2,F2) | =G2
B |  | Electrical Waste and Fixings | =GetValue("Waste 7.5%",3) | % | =SubTotal(G1:G2) | 1 | =PRODUCT(C3*E3,F3) | =G3
B | Electrician | Labour, ref A1 | 0.05 | hrs | =GetRate("LAB1",$A4,2) | 1 | =PRODUCT(C4*E4,F4) | =G4
B |  | Margin | =GetValue("Builders margin",3) | % | =SubTotal(G1:G4) | 1 | =PRODUCT(C5*E5,F5) | =G5
I | T33.14.211 | 16mm2 (21.0mm) | T33.14_ELE_Cable: Copper | m
B | FTPS_15785 | 16mm² 2C+E Flat TPS Black_Copper Conductors, PVC Insulated & Sheathed | 1 | m | =GetRate("ELE",$A1,2) | 1 | =PRODUCT(C1*E1,F1) | =G1
B |  | Electrical Cable Discount 2 | =GetValue("Discount ELE Cable High",3) | % | =SubTotal(G1:G1) | 1 | =PRODUCT(C2*E2,F2) | =G2
B |  | Electrical Waste and Fixings | =GetValue("Waste 7.5%",3) | % | =SubTotal(G1:G2) | 1 | =PRODUCT(C3*E3,F3) | =G3
B | Electrician | Labour, ref A1 | 0.05 | hrs | =GetRate("LAB1",$A4,2) | 1 | =PRODUCT(C4*E4,F4) | =G4
B |  | Margin | =GetValue("Builders margin",3) | % | =SubTotal(G1:G4) | 1 | =PRODUCT(C5*E5,F5) | =G5
I | T33.14.214 | <b>Three Core + E flat TPS Cable,</b> installed in roof space | T33.14_ELE_Cable: Copper
I | T33.14.217 | 1mm2 (11.1mm) | T33.14_ELE_Cable: Copper | m
B | FTPS_14895 | 1.0mm² 3C+E Flat TPS White_Copper Conductors, PVC Insulated & Sheathed | 1 | m | =GetRate("ELE",$A1,2) | 1 | =PRODUCT(C1*E1,F1) | =G1
B |  | Electrical Cable Discount 2 | =GetValue("Discount ELE Cable High",3) | % | =SubTotal(G1:G1) | 1 | =PRODUCT(C2*E2,F2) | =G2
B |  | Electrical Waste and Fixings | =GetValue("Waste 7.5%",3) | % | =SubTotal(G1:G2) | 1 | =PRODUCT(C3*E3,F3) | =G3
B | Electrician | Labour, ref A1 | 0.05 | hrs | =GetRate("LAB1",$A4,2) | 1 | =PRODUCT(C4*E4,F4) | =G4
B |  | Margin | =GetValue("Builders margin",3) | % | =SubTotal(G1:G4) | 1 | =PRODUCT(C5*E5,F5) | =G5
I | T33.14.220 | 1.5mm2 (13.2mm) | T33.14_ELE_Cable: Copper | m
B | FTPS_15030 | 1.5mm² 3C+E Flat TPS White_Copper Conductors, PVC Insulated & Sheathed | 1 | m | =GetRate("ELE",$A1,2) | 1 | =PRODUCT(C1*E1,F1) | =G1
B |  | Electrical Cable Discount 2 | =GetValue("Discount ELE Cable High",3) | % | =SubTotal(G1:G1) | 1 | =PRODUCT(C2*E2,F2) | =G2
B |  | Electrical Waste and Fixings | =GetValue("Waste 7.5%",3) | % | =SubTotal(G1:G2) | 1 | =PRODUCT(C3*E3,F3) | =G3
B | Electrician | Labour, ref A1 | 0.05 | hrs | =GetRate("LAB1",$A4,2) | 1 | =PRODUCT(C4*E4,F4) | =G4
B |  | Margin | =GetValue("Builders margin",3) | % | =SubTotal(G1:G4) | 1 | =PRODUCT(C5*E5,F5) | =G5
I | T33.14.223 | 2.5mm2 (15.6mm) | T33.14_ELE_Cable: Copper | m
B | FTPS_15190 | 2.5mm² 3C+E Flat TPS White_Copper Conductors, PVC Insulated & Sheathed | 1 | m | =GetRate("ELE",$A1,2) | 1 | =PRODUCT(C1*E1,F1) | =G1
B |  | Electrical Cable Discount 2 | =GetValue("Discount ELE Cable High",3) | % | =SubTotal(G1:G1) | 1 | =PRODUCT(C2*E2,F2) | =G2
B |  | Electrical Waste and Fixings | =GetValue("Waste 7.5%",3) | % | =SubTotal(G1:G2) | 1 | =PRODUCT(C3*E3,F3) | =G3
B | Electrician | Labour, ref A1 | 0.05 | hrs | =GetRate("LAB1",$A4,2) | 1 | =PRODUCT(C4*E4,F4) | =G4
B |  | Margin | =GetValue("Builders margin",3) | % | =SubTotal(G1:G4) | 1 | =PRODUCT(C5*E5,F5) | =G5
I | T33.14.226 | 4mm2 (18.8mm) | T33.14_ELE_Cable: Copper | m
B | FTPS_15410 | 4mm² 3C+E Flat TPS White_Copper Conductors, PVC Insulated & Sheathed | 1 | m | =GetRate("ELE",$A1,2) | 1 | =PRODUCT(C1*E1,F1) | =G1
B |  | Electrical Cable Discount 2 | =GetValue("Discount ELE Cable High",3) | % | =SubTotal(G1:G1) | 1 | =PRODUCT(C2*E2,F2) | =G2
B |  | Electrical Waste and Fixings | =GetValue("Waste 7.5%",3) | % | =SubTotal(G1:G2) | 1 | =PRODUCT(C3*E3,F3) | =G3
B | Electrician | Labour, ref A1 | 0.05 | hrs | =GetRate("LAB1",$A4,2) | 1 | =PRODUCT(C4*E4,F4) | =G4
B |  | Margin | =GetValue("Builders margin",3) | % | =SubTotal(G1:G4) | 1 | =PRODUCT(C5*E5,F5) | =G5
I | T33.14.229 | 6mm2 (21.3mm) | T33.14_ELE_Cable: Copper | m
B | FTPS_15560 | 6mm² 3C+E Flat TPS White_Copper Conductors, PVC Insulated & Sheathed | 1 | m | =GetRate("ELE",$A1,2) | 1 | =PRODUCT(C1*E1,F1) | =G1
B |  | Electrical Cable Discount 2 | =GetValue("Discount ELE Cable High",3) | % | =SubTotal(G1:G1) | 1 | =PRODUCT(C2*E2,F2) | =G2
B |  | Electrical Waste and Fixings | =GetValue("Waste 7.5%",3) | % | =SubTotal(G1:G2) | 1 | =PRODUCT(C3*E3,F3) | =G3
B | Electrician | Labour, ref A1 | 0.05 | hrs | =GetRate("LAB1",$A4,2) | 1 | =PRODUCT(C4*E4,F4) | =G4
B |  | Margin | =GetValue("Builders margin",3) | % | =SubTotal(G1:G4) | 1 | =PRODUCT(C5*E5,F5) | =G5
I | T33.14.232 | 10mm2 (26.8mm) | T33.14_ELE_Cable: Copper | m
B | FTPS_15695 | 10mm² 3C+E Flat TPS Black_Copper Conductors, PVC Insulated & Sheathed | 1 | m | =GetRate("ELE",$A1,2) | 1 | =PRODUCT(C1*E1,F1) | =G1
B |  | Electrical Cable Discount 2 | =GetValue("Discount ELE Cable High",3) | % | =SubTotal(G1:G1) | 1 | =PRODUCT(C2*E2,F2) | =G2
B |  | Electrical Waste and Fixings | =GetValue("Waste 7.5%",3) | % | =SubTotal(G1:G2) | 1 | =PRODUCT(C3*E3,F3) | =G3
B | Electrician | Labour, ref A1 | 0.05 | hrs | =GetRate("LAB1",$A4,2) | 1 | =PRODUCT(C4*E4,F4) | =G4
B |  | Margin | =GetValue("Builders margin",3) | % | =SubTotal(G1:G4) | 1 | =PRODUCT(C5*E5,F5) | =G5
I | T33.14.235 | 16mm2 (27.8mm) | T33.14_ELE_Cable: Copper | m
B | FTPS_15840 | 16mm² 3C+E Flat TPS Black_Copper Conductors, PVC Insulated & Sheathed | 1 | m | =GetRate("ELE",$A1,2) | 1 | =PRODUCT(C1*E1,F1) | =G1
B |  | Electrical Cable Discount 2 | =GetValue("Discount ELE Cable High",3) | % | =SubTotal(G1:G1) | 1 | =PRODUCT(C2*E2,F2) | =G2
B |  | Electrical Waste and Fixings | =GetValue("Waste 7.5%",3) | % | =SubTotal(G1:G2) | 1 | =PRODUCT(C3*E3,F3) | =G3
B | Electrician | Labour, ref A1 | 0.05 | hrs | =GetRate("LAB1",$A4,2) | 1 | =PRODUCT(C4*E4,F4) | =G4
B |  | Margin | =GetValue("Builders margin",3) | % | =SubTotal(G1:G4) | 1 | =PRODUCT(C5*E5,F5) | =G5
I | T33.15.001 | Cable: Fire Rated | T33.15_ELE_Cable: Fire Rated
I | T33.15.004 | <b>Pyrolex Fire-Rated Single Core Type ES110W</b> | T33.15_ELE_Cable: Fire Rated
I | T33.15.007 | Stranded copper conductor, flame barrier tape layer, X-HF-110 insulated, HFS-110-TP sheathed to AS/NZS5000.1 | T33.15_ELE_Cable: Fire Rated
I | T33.15.010 | Temperature Rating: 110°C | T33.15_ELE_Cable: Fire Rated
I | T33.15.013 | Voltage Rating: 106/1kV | T33.15_ELE_Cable: Fire Rated
I | T33.15.016 | Single core, fixed to cable tray | T33.15_ELE_Cable: Fire Rated
I | T33.15.019 | 10mm2 (10.5mm) | T33.15_ELE_Cable: Fire Rated | m | 40.8023
I | T33.15.022 | 16mm2 (12.mm) | T33.15_ELE_Cable: Fire Rated | m | 43.9854
I | T33.15.025 | 25mm2 (13.1mm) | T33.15_ELE_Cable: Fire Rated | m | 45.143
I | T33.15.028 | 35mm2 (14.1mm) | T33.15_ELE_Cable: Fire Rated | m | 48.6155
I | T33.15.031 | 50mm2 (15.3mm) | T33.15_ELE_Cable: Fire Rated | m | 54.6924
I | T33.15.034 | 70mm2 (17.2mm) | T33.15_ELE_Cable: Fire Rated | m | 63.6631
I | T33.15.037 | 95mm2 (19.2mm) | T33.15_ELE_Cable: Fire Rated | m | 75.2383
I | T33.15.040 | 120mm2 (22.2mm) | T33.15_ELE_Cable: Fire Rated | m | 90.2859
I | T33.15.043 | 150mm2 (23.9mm) | T33.15_ELE_Cable: Fire Rated | m | 103.0185
I | T33.15.046 | 185mm2 (26.2mm) | T33.15_ELE_Cable: Fire Rated | m | 121.5387
I | T33.15.049 | 240mm2 (29.7mm) | T33.15_ELE_Cable: Fire Rated | m | 142.3739
I | T33.15.052 | 300mm2 (32.0mm) | T33.15_ELE_Cable: Fire Rated | m | 165.5242
I | T33.15.055 | 400mm2 (35.9mm) | T33.15_ELE_Cable: Fire Rated | m | 206.0371
I | T33.15.058 | 500mm2 (39.6mm) | T33.15_ELE_Cable: Fire Rated | m | 254.6526
I | T33.15.061 | 600mm2 (44.1mm) | T33.15_ELE_Cable: Fire Rated | m | 335.6784
I | T33.15.064 | <b>Pyrolex Fire-Rated Two and Three CoreType ES90W</b> | T33.15_ELE_Cable: Fire Rated
I | T33.15.067 | Stranded copper conductor, flame barrier tape layer, FR-XLPE insulated, HF-TP sheathed to AS/NZS5000.1 | T33.15_ELE_Cable: Fire Rated
I | T33.15.070 | Temperature Rating: 90°C | T33.15_ELE_Cable: Fire Rated
I | T33.15.073 | Voltage Rating: 0.6/1kV | T33.15_ELE_Cable: Fire Rated
I | T33.15.076 | Two core, fixed to cable tray | T33.15_ELE_Cable: Fire Rated
I | T33.15.079 | 1.5mm2 (11.4mm) | T33.15_ELE_Cable: Fire Rated | m | 32.121
I | T33.15.082 | 2.5mm2 (12.2mm) | T33.15_ELE_Cable: Fire Rated | m | 37.9085
I | T33.15.085 | Two core, red sheath, fixed to cable tray | T33.15_ELE_Cable: Fire Rated
I | T33.15.088 | 1.5mm2 (11.4mm) | T33.15_ELE_Cable: Fire Rated | m | 32.121
I | T33.15.091 | 2.5mm2 (12.2mm) | T33.15_ELE_Cable: Fire Rated | m | 37.9085
I | T33.15.094 | Two core + ECC, fixed to cable tray | T33.15_ELE_Cable: Fire Rated
I | T33.15.097 | 1.5mm2 (11.7mm) | T33.15_ELE_Cable: Fire Rated | m | 34.1466
I | T33.15.100 | 2.5mm2 (12.5mm) | T33.15_ELE_Cable: Fire Rated | m | 40.8023
I | T33.15.103 | 4mm2 (13.5mm) | T33.15_ELE_Cable: Fire Rated | m | 45.143
I | T33.15.106 | 6mm2 (14.6mm) | T33.15_ELE_Cable: Fire Rated | m | 57.8756
I | T33.15.109 | 10mm2 (16.1mm) | T33.15_ELE_Cable: Fire Rated | m | 67.1357
I | T33.15.112 | Three core + ECC, fixed to cable tray | T33.15_ELE_Cable: Fire Rated
I | T33.15.115 | 1.5mm2 (12.5mm) | T33.15_ELE_Cable: Fire Rated | m | 43.9854
I | T33.15.118 | 2.5mm2 (13.7mm) | T33.15_ELE_Cable: Fire Rated | m | 46.8792
I | T33.15.121 | 4mm2 (14.7mm) | T33.15_ELE_Cable: Fire Rated | m | 54.6924
I | T33.15.124 | 6mm2 (15.7mm) | T33.15_ELE_Cable: Fire Rated | m | 63.6631
I | T33.15.127 | 10mm2 (17.8mm) | T33.15_ELE_Cable: Fire Rated | m | 75.2383
I | T33.15.130 | 16mm2 (20.0mm) | T33.15_ELE_Cable: Fire Rated | m | 103.0185
I | T33.15.133 | 25mm2 (22.9mm) | T33.15_ELE_Cable: Fire Rated | m | 127.3263
I | T33.15.136 | 35mm2 (25.0mm) | T33.15_ELE_Cable: Fire Rated | m | 134.2714
I | T33.15.139 | 50mm2 (25.8mm) | T33.15_ELE_Cable: Fire Rated | m | 211.8246
I | T33.15.142 | <b>Pyrolex Fire-Rated Four, Six, Ten and Twenty Core Type ES90 and ES90W</b> | T33.15_ELE_Cable: Fire Rated
I | T33.15.145 | Stranded copper conductor, flame barrier tape layer, FR-XLPE insulated, HF-TP sheathed to AS/NZS5000.1 | T33.15_ELE_Cable: Fire Rated
I | T33.15.148 | Temperature Rating: 90°C | T33.15_ELE_Cable: Fire Rated
I | T33.15.151 | Voltage Rating: 0.6/1kV | T33.15_ELE_Cable: Fire Rated
I | T33.15.154 | Four core, fixed to cable tray | T33.15_ELE_Cable: Fire Rated
I | T33.15.157 | 1.5mm2 (12.8mm) | T33.15_ELE_Cable: Fire Rated | m | 42.5386
I | T33.15.160 | 2.5mm2 (13.8mm) | T33.15_ELE_Cable: Fire Rated | m | 54.6924
I | T33.15.163 | Four core + ECC, fixed to cable tray | T33.15_ELE_Cable: Fire Rated
I | T33.15.166 | 1.5mm2 (13.6mm) | T33.15_ELE_Cable: Fire Rated | m | 48.6155
I | T33.15.169 | 2.5mm2 (14.9.8mm) | T33.15_ELE_Cable: Fire Rated | m | 52.9562
I | T33.15.172 | 4mm2 (16.1mm) | T33.15_ELE_Cable: Fire Rated | m | 63.6631
I | T33.15.175 | 6mm2 (17.3mm) | T33.15_ELE_Cable: Fire Rated | m | 70.6082
I | T33.15.178 | 10mm2 (19.5mm) | T33.15_ELE_Cable: Fire Rated | m | 82.1833
I | T33.15.181 | 16mm2 (22.0mm) | T33.15_ELE_Cable: Fire Rated | m | 114.5937
I | T33.15.184 | 25mm2 (26.1mm) | T33.15_ELE_Cable: Fire Rated | m | 153.9491
I | T33.15.187 | 35mm2 (28.4mm) | T33.15_ELE_Cable: Fire Rated | m | 163.2092
I | T33.15.190 | 50mm2 (32.2mm) | T33.15_ELE_Cable: Fire Rated | m | 243.0775
I | T33.15.193 | Six core + ECC, fixed to cable tray | T33.15_ELE_Cable: Fire Rated
I | T33.15.196 | 1.5mm2 (15.7mm) | T33.15_ELE_Cable: Fire Rated | m | 63.6631
I | T33.15.199 | 2.5mm2 (17.2mm) | T33.15_ELE_Cable: Fire Rated | m | 90.2859
I | T33.15.202 | Ten core + ECC, fixed to cable tray | T33.15_ELE_Cable: Fire Rated
I | T33.15.205 | 1.5mm2 (19.5mm) | T33.15_ELE_Cable: Fire Rated | m | 84.4984
I | T33.15.208 | 2.5mm2 (21.6mm) | T33.15_ELE_Cable: Fire Rated | m | 93.7584
I | T33.15.211 | Twenty core + ECC, fixed to cable tray | T33.15_ELE_Cable: Fire Rated
I | T33.15.214 | 1.5mm2 (24.6mm) | T33.15_ELE_Cable: Fire Rated | m | 136.5864
I | T33.15.217 | 2.5mm2 (27.3mm) | T33.15_ELE_Cable: Fire Rated | m | 159.7366
I | T33.16.001 | Subcircuits: Lighting, Domestic | T33.16_ELE_Subcircuits: Lighting, Domestic
I | T33.16.004 | Rates include accessories and wiring from switchboard, but exclude switchboard, luminaires and low voltage transformers | T33.16_ELE_Subcircuits: Lighting, Domestic
I | T33.16.007 | <b>Single Light Point</b> | T33.16_ELE_Subcircuits: Lighting, Domestic
I | T33.16.010 | With 1 one way light switch | T33.16_ELE_Subcircuits: Lighting, Domestic | No
B | FTPS_14850 | 1.0mm² 2C+E Flat TPS White_Copper Conductors, PVC Insulated & Sheathed | 12 | m | =GetRate("ELE",$A1,2) | 1 | =PRODUCT(C1*E1,F1) | =G1
B |  | Electrical Cable Discount | =GetValue("Discount ELE Cable High",3) | % | =SubTotal(G1:G1) | 1 | =PRODUCT(C2*E2,F2) | =G2
B | HPM_XL770/1 | EXCEL STD SWITCH 1GANG | 1 | No | =GetRate("ELE",$A3,2) | 1 | =PRODUCT(C3*E3,F3) | =G3
B |  | Electrical Fitting Discount | =GetValue("Discount ELE Fitting",3) | % | =SubTotal(G3:G3) | 1 | =PRODUCT(C4*E4,F4) | =G4
B | PDL_00049 | PDL 144 plastic flush box_General accessories | 1 | No | =GetRate("ELE",$A5,2) | 1 | =PRODUCT(C5*E5,F5) | =G5
B |  | Electrical Fitting Discount | =GetValue("Discount ELE Fitting",3) | % | =SubTotal(G5:G5) | 1 | =PRODUCT(C6*E6,F6) | =G6
B |  |  | 1 | No | 0 | 1
B |  | Electrical General Discount | =GetValue("Discount ELE General",3) | % | =SubTotal(G7:G7) | 1 | =PRODUCT(C8*E8,F8) | =G8
B |  | Electrical Waste and Fixings | =GetValue("Waste 7.5%",3) | % | =SubTotal(G1:G8) | 1 | =PRODUCT(C9*E9,F9) | =G9
B | Electrician | Labour, ref A1 | 0.05 | hrs | =GetRate("LAB1",$A10,2) | 12 | =PRODUCT(C10*E10,F10) | =G10
B | Electrician | Labour, ref A4 | 0.25 | hrs | =GetRate("LAB1",$A11,2) | 1 | =PRODUCT(C11*E11,F11) | =G11
B | Electrician | Labour, ref A7 | 0.05 | hrs | =GetRate("LAB1",$A12,2) | 1 | =PRODUCT(C12*E12,F12) | =G12
B | Electrician | Labour, ref A10 | 0 | hrs | =GetRate("LAB1",$A13,2) | 1 | =PRODUCT(C13*E13,F13) | =G13
B |  | Margin | =GetValue("Builders margin",3) | % | =SubTotal(G1:G13) | 1 | =PRODUCT(C14*E14,F14) | =G14
I | T33.16.013 | With 2 two way light switches | T33.16_ELE_Subcircuits: Lighting, Domestic | No
B | FTPS_14850 | 1.0mm² 2C+E Flat TPS White_Copper Conductors, PVC Insulated & Sheathed | 18 | m | =GetRate("ELE",$A1,2) | 1 | =PRODUCT(C1*E1,F1) | =G1
B |  | Electrical Cable Discount | =GetValue("Discount ELE Cable High",3) | % | =SubTotal(G1:G1) | 1 | =PRODUCT(C2*E2,F2) | =G2
B | HPM_XL770/1 | EXCEL STD SWITCH 1GANG | 2 | No | =GetRate("ELE",$A3,2) | 1 | =PRODUCT(C3*E3,F3) | =G3
B |  | Electrical Fitting Discount | =GetValue("Discount ELE Fitting",3) | % | =SubTotal(G3:G3) | 1 | =PRODUCT(C4*E4,F4) | =G4
B | PDL_00049 | PDL 144 plastic flush box_General accessories | 2 | No | =GetRate("ELE",$A5,2) | 1 | =PRODUCT(C5*E5,F5) | =G5
B |  | Electrical Fitting Discount | =GetValue("Discount ELE Fitting",3) | % | =SubTotal(G5:G5) | 1 | =PRODUCT(C6*E6,F6) | =G6
B |  |  | 1 | No | 0 | 1
B |  | Electrical General Discount | =GetValue("Discount ELE General",3) | % | =SubTotal(G7:G7) | 1 | =PRODUCT(C8*E8,F8) | =G8
B |  | Electrical Waste and Fixings | =GetValue("Waste 7.5%",3) | % | =SubTotal(G1:G8) | 1 | =PRODUCT(C9*E9,F9) | =G9
B | Electrician | Labour, ref A1 | 0.05 | hrs | =GetRate("LAB1",$A10,2) | 18 | =PRODUCT(C10*E10,F10) | =G10
B | Electrician | Labour, ref A4 | 0.25 | hrs | =GetRate("LAB1",$A11,2) | 2 | =PRODUCT(C11*E11,F11) | =G11
B | Electrician | Labour, ref A7 | 0.05 | hrs | =GetRate("LAB1",$A12,2) | 2 | =PRODUCT(C12*E12,F12) | =G12
B | Electrician | Labour, ref A10 | 0 | hrs | =GetRate("LAB1",$A13,2) | 1 | =PRODUCT(C13*E13,F13) | =G13
B |  | Margin | =GetValue("Builders margin",3) | % | =SubTotal(G1:G13) | 1 | =PRODUCT(C14*E14,F14) | =G14
I | T33.16.016 | With 2 two way light switches and 1 intermediate light switch | T33.16_ELE_Subcircuits: Lighting, Domestic | No
B | FTPS_14850 | 1.0mm² 2C+E Flat TPS White_Copper Conductors, PVC Insulated & Sheathed | 25 | m | =GetRate("ELE",$A1,2) | 1 | =PRODUCT(C1*E1,F1) | =G1
B |  | Electrical Cable Discount | =GetValue("Discount ELE Cable High",3) | % | =SubTotal(G1:G1) | 1 | =PRODUCT(C2*E2,F2) | =G2
B | HPM_XL770/1 | EXCEL STD SWITCH 1GANG | 2 | No | =GetRate("ELE",$A3,2) | 1 | =PRODUCT(C3*E3,F3) | =G3
B |  | Electrical Fitting Discount | =GetValue("Discount ELE Fitting",3) | % | =SubTotal(G3:G3) | 1 | =PRODUCT(C4*E4,F4) | =G4
B | PDL_00049 | PDL 144 plastic flush box_General accessories | 3 | No | =GetRate("ELE",$A5,2) | 1 | =PRODUCT(C5*E5,F5) | =G5
B |  | Electrical Fitting Discount | =GetValue("Discount ELE Fitting",3) | % | =SubTotal(G5:G5) | 1 | =PRODUCT(C6*E6,F6) | =G6
B | HPM_770IM | BEIGE 10AMP INTERM MECH ONLY DPXT 240V | 1 | No | =GetRate("ELE",$A7,2) | 1 | =PRODUCT(C7*E7,F7) | =G7
B |  | Electrical Fitting Discount | =GetValue("Discount ELE Fitting",3) | % | =SubTotal(G7:G7) | 1 | =PRODUCT(C8*E8,F8) | =G8
B |  | Electrical Waste and Fixings | =GetValue("Waste 7.5%",3) | % | =SubTotal(G1:G8) | 1 | =PRODUCT(C9*E9,F9) | =G9
B | Electrician | Labour, ref A1 | 0.05 | hrs | =GetRate("LAB1",$A10,2) | 25 | =PRODUCT(C10*E10,F10) | =G10
B | Electrician | Labour, ref A4 | 0.25 | hrs | =GetRate("LAB1",$A11,2) | 2 | =PRODUCT(C11*E11,F11) | =G11
B | Electrician | Labour, ref A7 | 0.05 | hrs | =GetRate("LAB1",$A12,2) | 3 | =PRODUCT(C12*E12,F12) | =G12
B | Electrician | Labour, ref A10 | 0.25 | hrs | =GetRate("LAB1",$A13,2) | 1 | =PRODUCT(C13*E13,F13) | =G13
B |  | Margin | =GetValue("Builders margin",3) | % | =SubTotal(G1:G13) | 1 | =PRODUCT(C14*E14,F14) | =G14
I | T33.16.019 | <b>Bollard Type Path Light</b> | T33.16_ELE_Subcircuits: Lighting, Domestic | No
B | FTPS_14850 | 1.0mm² 2C+E Flat TPS White_Copper Conductors, PVC Insulated & Sheathed | 30 | m | =GetRate("ELE",$A1,2) | 1 | =PRODUCT(C1*E1,F1) | =G1
B |  | Electrical Cable Discount | =GetValue("Discount ELE Cable High",3) | % | =SubTotal(G1:G1) | 1 | =PRODUCT(C2*E2,F2) | =G2
B | HPM_XL770/1 | EXCEL STD SWITCH 1GANG | 2 | No | =GetRate("ELE",$A3,2) | 1 | =PRODUCT(C3*E3,F3) | =G3
B |  | Electrical Fitting Discount | =GetValue("Discount ELE Fitting",3) | % | =SubTotal(G3:G3) | 1 | =PRODUCT(C4*E4,F4) | =G4
B | PDL_00049 | PDL 144 plastic flush box_General accessories | 1 | No | =GetRate("ELE",$A5,2) | 1 | =PRODUCT(C5*E5,F5) | =G5
B |  | Electrical Fitting Discount | =GetValue("Discount ELE Fitting",3) | % | =SubTotal(G5:G5) | 1 | =PRODUCT(C6*E6,F6) | =G6
B | PM_36ELE_004 | CONDUIT IMPEL 4M MARO125G | 10 | m | =GetRate("SUP1",$A7,2) | 0.25 | =PRODUCT(C7*E7,F7) | =G7
B |  | Electrical General Discount | =GetValue("Discount ELE General",3) | % | =SubTotal(G7:G7) | 1 | =PRODUCT(C8*E8,F8) | =G8
B | PM_36ELE_013 | CONDUIT IMPEL PLAIN BEND MAR1225G | 2 | No | =GetRate("SUP1",$A9,2) | 1 | =PRODUCT(C9*E9,F9) | =G9
B |  | Electrical General Discount | =GetValue("Discount ELE General",3) | % | =SubTotal(G9:G9) | 1 | =PRODUCT(C10*E10,F10) | =G10
B | PM_36ELE_022 | CONDUIT INSP TEE 25MM MAR1425G | 1 | No | =GetRate("SUP1",$A11,2) | 1 | =PRODUCT(C11*E11,F11) | =G11
B |  | Electrical Fitting Discount | =GetValue("Discount ELE General",3) | % | =SubTotal(G11:G11) | 1 | =PRODUCT(C12*E12,F12) | =G12
B |  | Electrical Waste and Fixings | =GetValue("Waste 7.5%",3) | % | =SubTotal(G1:G12) | 1 | =PRODUCT(C13*E13,F13) | =G13
B | Terminate_002 | Termination major | 1 | No | =GetRate("ELE",$A14,2) | 1 | =PRODUCT(C14*E14,F14) | =G14
B | Electrician | Labour, ref A1 | 0.05 | hrs | =GetRate("LAB1",$A15,2) | 30 | =PRODUCT(C15*E15,F15) | =G15
B | Electrician | Labour, ref A4 | 0.25 | hrs | =GetRate("LAB1",$A16,2) | 2 | =PRODUCT(C16*E16,F16) | =G16
B | Electrician | Labour, ref A7 | 0.05 | hrs | =GetRate("LAB1",$A17,2) | 1 | =PRODUCT(C17*E17,F17) | =G17
B | Electrician | Labour, ref A10 | 0.12 | hrs | =GetRate("LAB1",$A18,2) | 10 | =PRODUCT(C18*E18,F18) | =G18
B | Electrician | Labour, ref A13 | 0.2 | hrs | =GetRate("LAB1",$A19,2) | 2 | =PRODUCT(C19*E19,F19) | =G19
B | Electrician | Labour, ref A16 | 0.2 | hrs | =GetRate("LAB1",$A20,2) | 1 | =PRODUCT(C20*E20,F20) | =G20
B | Electrician | Labour, ref A19 | 1 | hrs | =GetRate("LAB1",$A21,2) | 1 | =PRODUCT(C21*E21,F21) | =G21
B | Trench_003 | Trenching for cables, domestic/garden type | 10 | m | 25 | 1
B |  | Margin | =GetValue("Builders margin",3) | % | =SubTotal(G1:G22) | 1 | =PRODUCT(C23*E23,F23) | =G23
I | T33.16.022 | <b>Add</b> extra for | T33.16_ELE_Subcircuits: Lighting, Domestic
I | T33.16.025 | Additional light point | T33.16_ELE_Subcircuits: Lighting, Domestic | No
B | FTPS_14850 | 1.0mm² 2C+E Flat TPS White_Copper Conductors, PVC Insulated & Sheathed | 6 | m | =GetRate("ELE",$A1,2) | 1 | =PRODUCT(C1*E1,F1) | =G1
B |  | Electrical Cable Discount | =GetValue("Discount ELE Cable High",3) | % | =SubTotal(G1:G1) | 1 | =PRODUCT(C2*E2,F2) | =G2
B |  | Electrical Waste and Fixings | =GetValue("Waste 7.5%",3) | % | =SubTotal(G1:G2) | 1 | =PRODUCT(C3*E3,F3) | =G3
B | Electrician | Labour, ref A1 | 0.05 | hrs | =GetRate("LAB1",$A4,2) | 6 | =PRODUCT(C4*E4,F4) | =G4
B |  | Margin | =GetValue("Builders margin",3) | % | =SubTotal(G1:G4) | 1 | =PRODUCT(C5*E5,F5) | =G5
I | T33.16.028 | PVC conduited circuit, based on 6m of conduit | T33.16_ELE_Subcircuits: Lighting, Domestic | No
B | PM_36ELE_001 | CONDUIT IMPEL 4M MARO120G | 6 | m | =GetRate("SUP1",$A1,2) | 0.25 | =PRODUCT(C1*E1,F1) | =G1
B |  | Electrical General Discount | =GetValue("Discount ELE General",3) | % | =SubTotal(G1:G1) | 1 | =PRODUCT(C2*E2,F2) | =G2
B | PM_36ELE_010 | CONDUIT IMPEL PLAIN BEND MAR1220G | 3 | No | =GetRate("SUP1",$A3,2) | 1 | =PRODUCT(C3*E3,F3) | =G3
B |  | Electrical General Discount | =GetValue("Discount ELE General",3) | % | =SubTotal(G3:G3) | 1 | =PRODUCT(C4*E4,F4) | =G4
B | PM_36ELE_019 | CONDUIT INSP TEE 20MM MAR1420G | 1 | No | =GetRate("SUP1",$A5,2) | 1 | =PRODUCT(C5*E5,F5) | =G5
B |  | Electrical Fitting Discount | =GetValue("Discount ELE General",3) | % | =SubTotal(G5:G5) | 1 | =PRODUCT(C6*E6,F6) | =G6
B |  | Electrical Waste and Fixings | =GetValue("Waste 7.5%",3) | % | =SubTotal(G1:G6) | 1 | =PRODUCT(C7*E7,F7) | =G7
B | Electrician | Labour, ref A1 | 0.12 | hrs | =GetRate("LAB1",$A8,2) | 6 | =PRODUCT(C8*E8,F8) | =G8
B | Electrician | Labour, ref A4 | 0.2 | hrs | =GetRate("LAB1",$A9,2) | 3 | =PRODUCT(C9*E9,F9) | =G9
B | Electrician | Labour, ref A7 | 0.1 | hrs | =GetRate("LAB1",$A10,2) | 1 | =PRODUCT(C10*E10,F10) | =G10
B |  | Margin | =GetValue("Builders margin",3) | % | =SubTotal(G1:G10) | 1 | =PRODUCT(C11*E11,F11) | =G11
I | T33.17.001 | Subcircuits: Lighting, Commercial | T33.17_ELE_Subcircuits: Lighting, Commercial
I | T33.17.004 | Rates include accessories and wiring from switchboard, but exclude switchboard, luminaires and low voltage transformers | T33.17_ELE_Subcircuits: Lighting, Commercial
I | T33.17.007 | <b>Single Light Point</b> | T33.17_ELE_Subcircuits: Lighting, Commercial
I | T33.17.010 | With 1 one way light switch | T33.17_ELE_Subcircuits: Lighting, Commercial | No
B | FTPS_14980 | 1.5mm² 2C+E Flat TPS White_Copper Conductors, PVC Insulated & Sheathed | 12 | m | =GetRate("ELE",$A1,2) | 1 | =PRODUCT(C1*E1,F1) | =G1
B |  | Electrical Cable Discount | =GetValue("Discount ELE Cable High",3) | % | =SubTotal(G1:G1) | 1 | =PRODUCT(C2*E2,F2) | =G2
B | HPM_XL770/1 | EXCEL STD SWITCH 1GANG | 1 | No | =GetRate("ELE",$A3,2) | 1 | =PRODUCT(C3*E3,F3) | =G3
B |  | Electrical Fitting Discount | =GetValue("Discount ELE Fitting",3) | % | =SubTotal(G3:G3) | 1 | =PRODUCT(C4*E4,F4) | =G4
B | PDL_00049 | PDL 144 plastic flush box_General accessories | 1 | No | =GetRate("ELE",$A5,2) | 1 | =PRODUCT(C5*E5,F5) | =G5
B |  | Electrical Fitting Discount | =GetValue("Discount ELE Fitting",3) | % | =SubTotal(G5:G5) | 1 | =PRODUCT(C6*E6,F6) | =G6
B |  |  | 1 | No | 0 | 1
B |  | Electrical General Discount | =GetValue("Discount ELE General",3) | % | =SubTotal(G7:G7) | 1 | =PRODUCT(C8*E8,F8) | =G8
B |  | Electrical Waste and Fixings | =GetValue("Waste 7.5%",3) | % | =SubTotal(G1:G8) | 1 | =PRODUCT(C9*E9,F9) | =G9
B | Electrician | Labour, ref A1 | 0.05 | hrs | =GetRate("LAB1",$A10,2) | 12 | =PRODUCT(C10*E10,F10) | =G10
B | Electrician | EV 20% labour for Commercial Cable Installation | 0.01 | hrs | =GetRate("LAB1",$A11,2) | 12 | =PRODUCT(C11*E11,F11) | =G11
B | Electrician | Labour, ref A4 | 0.25 | hrs | =GetRate("LAB1",$A12,2) | 1 | =PRODUCT(C12*E12,F12) | =G12
B | Electrician | Labour, ref A7 | 0.05 | hrs | =GetRate("LAB1",$A13,2) | 1 | =PRODUCT(C13*E13,F13) | =G13
B | Electrician | Labour, ref A10 | 0 | hrs | =GetRate("LAB1",$A14,2) | 1 | =PRODUCT(C14*E14,F14) | =G14
B |  | Margin | =GetValue("Builders margin",3) | % | =SubTotal(G1:G14) | 1 | =PRODUCT(C15*E15,F15) | =G15
I | T33.17.013 | With 2 two way light switches | T33.17_ELE_Subcircuits: Lighting, Commercial | No
B | FTPS_14980 | 1.5mm² 2C+E Flat TPS White_Copper Conductors, PVC Insulated & Sheathed | 18 | m | =GetRate("ELE",$A1,2) | 1 | =PRODUCT(C1*E1,F1) | =G1
B |  | Electrical Cable Discount | =GetValue("Discount ELE Cable High",3) | % | =SubTotal(G1:G1) | 1 | =PRODUCT(C2*E2,F2) | =G2
B | HPM_XL770/1 | EXCEL STD SWITCH 1GANG | 2 | No | =GetRate("ELE",$A3,2) | 1 | =PRODUCT(C3*E3,F3) | =G3
B |  | Electrical Fitting Discount | =GetValue("Discount ELE Fitting",3) | % | =SubTotal(G3:G3) | 1 | =PRODUCT(C4*E4,F4) | =G4
B | PDL_00049 | PDL 144 plastic flush box_General accessories | 2 | No | =GetRate("ELE",$A5,2) | 1 | =PRODUCT(C5*E5,F5) | =G5
B |  | Electrical Fitting Discount | =GetValue("Discount ELE Fitting",3) | % | =SubTotal(G5:G5) | 1 | =PRODUCT(C6*E6,F6) | =G6
B |  |  | 1 | No | 0 | 1
B |  | Electrical General Discount | =GetValue("Discount ELE General",3) | % | =SubTotal(G7:G7) | 1 | =PRODUCT(C8*E8,F8) | =G8
B |  | Electrical Waste and Fixings | =GetValue("Waste 7.5%",3) | % | =SubTotal(G1:G8) | 1 | =PRODUCT(C9*E9,F9) | =G9
B | Electrician | Labour, ref A1 | 0.05 | hrs | =GetRate("LAB1",$A10,2) | 18 | =PRODUCT(C10*E10,F10) | =G10
B | Electrician | EV 20% labour for Commercial Cable Installation | 0.01 | hrs | =GetRate("LAB1",$A11,2) | 18 | =PRODUCT(C11*E11,F11) | =G11
B | Electrician | Labour, ref A4 | 0.25 | hrs | =GetRate("LAB1",$A12,2) | 2 | =PRODUCT(C12*E12,F12) | =G12
B | Electrician | Labour, ref A7 | 0.05 | hrs | =GetRate("LAB1",$A13,2) | 2 | =PRODUCT(C13*E13,F13) | =G13
B | Electrician | Labour, ref A10 | 0 | hrs | =GetRate("LAB1",$A14,2) | 1 | =PRODUCT(C14*E14,F14) | =G14
B |  | Margin | =GetValue("Builders margin",3) | % | =SubTotal(G1:G14) | 1 | =PRODUCT(C15*E15,F15) | =G15
I | T33.17.016 | With 2 two way light switches and 1 intermediate light switch | T33.17_ELE_Subcircuits: Lighting, Commercial | No
B | FTPS_14980 | 1.5mm² 2C+E Flat TPS White_Copper Conductors, PVC Insulated & Sheathed | 33 | m | =GetRate("ELE",$A1,2) | 1 | =PRODUCT(C1*E1,F1) | =G1
B |  | Electrical Cable Discount | =GetValue("Discount ELE Cable High",3) | % | =SubTotal(G1:G1) | 1 | =PRODUCT(C2*E2,F2) | =G2
B | HPM_XL770/1 | EXCEL STD SWITCH 1GANG | 2 | No | =GetRate("ELE",$A3,2) | 1 | =PRODUCT(C3*E3,F3) | =G3
B |  | Electrical Fitting Discount | =GetValue("Discount ELE Fitting",3) | % | =SubTotal(G3:G3) | 1 | =PRODUCT(C4*E4,F4) | =G4
B | PDL_00049 | PDL 144 plastic flush box_General accessories | 3 | No | =GetRate("ELE",$A5,2) | 1 | =PRODUCT(C5*E5,F5) | =G5
B |  | Electrical Fitting Discount | =GetValue("Discount ELE Fitting",3) | % | =SubTotal(G5:G5) | 1 | =PRODUCT(C6*E6,F6) | =G6
B | HPM_770IM | BEIGE 10AMP INTERM MECH ONLY DPXT 240V | 1 | No | =GetRate("ELE",$A7,2) | 1 | =PRODUCT(C7*E7,F7) | =G7
B |  | Electrical Fitting Discount | =GetValue("Discount ELE Fitting",3) | % | =SubTotal(G7:G7) | 1 | =PRODUCT(C8*E8,F8) | =G8
B |  | Electrical Waste and Fixings | =GetValue("Waste 7.5%",3) | % | =SubTotal(G1:G8) | 1 | =PRODUCT(C9*E9,F9) | =G9
B | Electrician | Labour, ref A1 | 0.05 | hrs | =GetRate("LAB1",$A10,2) | 33 | =PRODUCT(C10*E10,F10) | =G10
B | Electrician | EV 20% labour for Commercial Cable Installation | 0.01 | hrs | =GetRate("LAB1",$A11,2) | 33 | =PRODUCT(C11*E11,F11) | =G11
B | Electrician | Labour, ref A4 | 0.25 | hrs | =GetRate("LAB1",$A12,2) | 2 | =PRODUCT(C12*E12,F12) | =G12
B | Electrician | Labour, ref A7 | 0.05 | hrs | =GetRate("LAB1",$A13,2) | 3 | =PRODUCT(C13*E13,F13) | =G13
B | Electrician | Labour, ref A10 | 0.25 | hrs | =GetRate("LAB1",$A14,2) | 1 | =PRODUCT(C14*E14,F14) | =G14
B |  | Margin | =GetValue("Builders margin",3) | % | =SubTotal(G1:G14) | 1 | =PRODUCT(C15*E15,F15) | =G15
I | T33.17.019 | <b>Single Light Point, Low Voltage</b> | T33.17_ELE_Subcircuits: Lighting, Commercial
I | T33.17.022 | With 1 one way light switch | T33.17_ELE_Subcircuits: Lighting, Commercial | No
B | FTPS_14980 | 1.5mm² 2C+E Flat TPS White_Copper Conductors, PVC Insulated & Sheathed | 10 | m | =GetRate("ELE",$A1,2) | 1 | =PRODUCT(C1*E1,F1) | =G1
B |  | Electrical Cable Discount | =GetValue("Discount ELE Cable High",3) | % | =SubTotal(G1:G1) | 1 | =PRODUCT(C2*E2,F2) | =G2
B | FTPS_15150 | 2.5mm² 2C+E Flat TPS White_Copper Conductors, PVC Insulated & Sheathed | 10 | m | =GetRate("ELE",$A3,2) | 1 | =PRODUCT(C3*E3,F3) | =G3
B |  | Electrical Cable Discount | =GetValue("Discount ELE Cable High",3) | % | =SubTotal(G3:G3) | 1 | =PRODUCT(C4*E4,F4) | =G4
B | HPM_XL770/1 | EXCEL STD SWITCH 1GANG | 1 | No | =GetRate("ELE",$A5,2) | 1 | =PRODUCT(C5*E5,F5) | =G5
B |  | Electrical Fitting Discount | =GetValue("Discount ELE Fitting",3) | % | =SubTotal(G5:G5) | 1 | =PRODUCT(C6*E6,F6) | =G6
B | PDL_00049 | PDL 144 plastic flush box_General accessories | 1 | No | =GetRate("ELE",$A7,2) | 1 | =PRODUCT(C7*E7,F7) | =G7
B |  | Electrical Fitting Discount | =GetValue("Discount ELE Fitting",3) | % | =SubTotal(G7:G7) | 1 | =PRODUCT(C8*E8,F8) | =G8
B |  |  | 1 | No | 0 | 1
B |  | Electrical General Discount | =GetValue("Discount ELE General",3) | % | =SubTotal(G9:G9) | 1 | =PRODUCT(C10*E10,F10) | =G10
B |  | Electrical Waste and Fixings | =GetValue("Waste 7.5%",3) | % | =SubTotal(G1:G10) | 1 | =PRODUCT(C11*E11,F11) | =G11
B | Terminate_001 | Termination minor | 1 | No | =GetRate("ELE",$A12,2) | 1 | =PRODUCT(C12*E12,F12) | =G12
B | Electrician | Labour, ref A1 | 0.05 | hrs | =GetRate("LAB1",$A13,2) | 10 | =PRODUCT(C13*E13,F13) | =G13
B | Electrician | EV 20% labour for Commercial Cable Installation | 0.01 | hrs | =GetRate("LAB1",$A14,2) | 10 | =PRODUCT(C14*E14,F14) | =G14
B | Electrician | Labour, ref A4 | 0.05 | hrs | =GetRate("LAB1",$A15,2) | 10 | =PRODUCT(C15*E15,F15) | =G15
B | Electrician | EV 20% labour for Commercial Cable Installation | 0.01 | hrs | =GetRate("LAB1",$A16,2) | 10 | =PRODUCT(C16*E16,F16) | =G16
B | Electrician | Labour, ref A7 | 0.25 | hrs | =GetRate("LAB1",$A17,2) | 1 | =PRODUCT(C17*E17,F17) | =G17
B | Electrician | Labour, ref A10 | 0.05 | hrs | =GetRate("LAB1",$A18,2) | 1 | =PRODUCT(C18*E18,F18) | =G18
B | Electrician | Labour, ref A13 | 0 | hrs | =GetRate("LAB1",$A19,2) | 1 | =PRODUCT(C19*E19,F19) | =G19
B | Electrician | Labour, ref A16 | 0.3 | hrs | =GetRate("LAB1",$A20,2) | 1 | =PRODUCT(C20*E20,F20) | =G20
B |  | Margin | =GetValue("Builders margin",3) | % | =SubTotal(G1:G20) | 1 | =PRODUCT(C21*E21,F21) | =G21
I | T33.17.025 | With 2 two way light switches | T33.17_ELE_Subcircuits: Lighting, Commercial | No
B | FTPS_14980 | 1.5mm² 2C+E Flat TPS White_Copper Conductors, PVC Insulated & Sheathed | 20 | m | =GetRate("ELE",$A1,2) | 1 | =PRODUCT(C1*E1,F1) | =G1
B |  | Electrical Cable Discount | =GetValue("Discount ELE Cable High",3) | % | =SubTotal(G1:G1) | 1 | =PRODUCT(C2*E2,F2) | =G2
B | FTPS_15150 | 2.5mm² 2C+E Flat TPS White_Copper Conductors, PVC Insulated & Sheathed | 10 | m | =GetRate("ELE",$A3,2) | 1 | =PRODUCT(C3*E3,F3) | =G3
B |  | Electrical Cable Discount | =GetValue("Discount ELE Cable High",3) | % | =SubTotal(G3:G3) | 1 | =PRODUCT(C4*E4,F4) | =G4
B | HPM_XL770/1 | EXCEL STD SWITCH 1GANG | 2 | No | =GetRate("ELE",$A5,2) | 1 | =PRODUCT(C5*E5,F5) | =G5
B |  | Electrical Fitting Discount | =GetValue("Discount ELE Fitting",3) | % | =SubTotal(G5:G5) | 1 | =PRODUCT(C6*E6,F6) | =G6
B | PDL_00049 | PDL 144 plastic flush box_General accessories | 2 | No | =GetRate("ELE",$A7,2) | 1 | =PRODUCT(C7*E7,F7) | =G7
B |  | Electrical Fitting Discount | =GetValue("Discount ELE Fitting",3) | % | =SubTotal(G7:G7) | 1 | =PRODUCT(C8*E8,F8) | =G8
B |  |  | 1 | No | 0 | 1
B |  | Electrical General Discount | =GetValue("Discount ELE General",3) | % | =SubTotal(G9:G9) | 1 | =PRODUCT(C10*E10,F10) | =G10
B |  | Electrical Waste and Fixings | =GetValue("Waste 7.5%",3) | % | =SubTotal(G1:G10) | 1 | =PRODUCT(C11*E11,F11) | =G11
B | Terminate_001 | Termination minor | 2 | No | =GetRate("ELE",$A12,2) | 1 | =PRODUCT(C12*E12,F12) | =G12
B | Electrician | Labour, ref A1 | 0.05 | hrs | =GetRate("LAB1",$A13,2) | 20 | =PRODUCT(C13*E13,F13) | =G13
B | Electrician | EV 20% labour for Commercial Cable Installation | 0.01 | hrs | =GetRate("LAB1",$A14,2) | 20 | =PRODUCT(C14*E14,F14) | =G14
B | Electrician | Labour, ref A4 | 0.05 | hrs | =GetRate("LAB1",$A15,2) | 10 | =PRODUCT(C15*E15,F15) | =G15
B | Electrician | EV 20% labour for Commercial Cable Installation | 0.01 | hrs | =GetRate("LAB1",$A16,2) | 10 | =PRODUCT(C16*E16,F16) | =G16
B | Electrician | Labour, ref A7 | 0.25 | hrs | =GetRate("LAB1",$A17,2) | 2 | =PRODUCT(C17*E17,F17) | =G17
B | Electrician | Labour, ref A10 | 0.05 | hrs | =GetRate("LAB1",$A18,2) | 2 | =PRODUCT(C18*E18,F18) | =G18
B | Electrician | Labour, ref A13 | 0 | hrs | =GetRate("LAB1",$A19,2) | 1 | =PRODUCT(C19*E19,F19) | =G19
B | Electrician | Labour, ref A16 | 0.3 | hrs | =GetRate("LAB1",$A20,2) | 2 | =PRODUCT(C20*E20,F20) | =G20
B |  | Margin | =GetValue("Builders margin",3) | % | =SubTotal(G1:G20) | 1 | =PRODUCT(C21*E21,F21) | =G21
I | T33.17.028 | <b>Add</b> extra for | T33.17_ELE_Subcircuits: Lighting, Commercial
I | T33.17.031 | Additional light point | T33.17_ELE_Subcircuits: Lighting, Commercial | No
B | FTPS_14850 | 1.0mm² 2C+E Flat TPS White_Copper Conductors, PVC Insulated & Sheathed | 8 | m | =GetRate("ELE",$A1,2) | 1 | =PRODUCT(C1*E1,F1) | =G1
B |  | Electrical Cable Discount | =GetValue("Discount ELE Cable High",3) | % | =SubTotal(G1:G1) | 1 | =PRODUCT(C2*E2,F2) | =G2
B |  |  |  | No | 0 | 1
B |  | Electrical Fitting Discount | =GetValue("Discount ELE Fitting",3) | % | =SubTotal(G3:G3) | 1 | =PRODUCT(C4*E4,F4) | =G4
B |  |  |  | No | 0 | 1
B |  | Electrical Fitting Discount | =GetValue("Discount ELE Fitting",3) | % | =SubTotal(G5:G5) | 1 | =PRODUCT(C6*E6,F6) | =G6
B |  |  |  | No | 0 | 1
B |  | Electrical General Discount | =GetValue("Discount ELE General",3) | % | =SubTotal(G7:G7) | 1 | =PRODUCT(C8*E8,F8) | =G8
B |  | Electrical Waste and Fixings | =GetValue("Waste 7.5%",3) | % | =SubTotal(G1:G8) | 1 | =PRODUCT(C9*E9,F9) | =G9
B | Electrician | Labour, ref A1 | 0.05 | hrs | =GetRate("LAB1",$A10,2) | 8 | =PRODUCT(C10*E10,F10) | =G10
B | Electrician | EV 20% labour for Commercial Cable Installation | 0.01 | hrs | =GetRate("LAB1",$A11,2) | 8 | =PRODUCT(C11*E11,F11) | =G11
B | Electrician | Labour, ref A4 | 0 | hrs | =GetRate("LAB1",$A12,2) | 0 | =PRODUCT(C12*E12,F12) | =G12
B | Electrician | Labour, ref A7 | 0 | hrs | =GetRate("LAB1",$A13,2) | 0 | =PRODUCT(C13*E13,F13) | =G13
B | Electrician | Labour, ref A10 | 0 | hrs | =GetRate("LAB1",$A14,2) | 0 | =PRODUCT(C14*E14,F14) | =G14
B |  | Margin | =GetValue("Builders margin",3) | % | =SubTotal(G1:G14) | 1 | =PRODUCT(C15*E15,F15) | =G15
I | T33.17.034 | PVC conduited circuit, based on 12m of conduit | T33.17_ELE_Subcircuits: Lighting, Commercial | No
B | PM_36ELE_004 | CONDUIT IMPEL 4M MARO125G | 12 | m | =GetRate("SUP1",$A1,2) | 0.25 | =PRODUCT(C1*E1,F1) | =G1
B |  | Electrical General Discount | =GetValue("Discount ELE General",3) | % | =SubTotal(G1:G1) | 1 | =PRODUCT(C2*E2,F2) | =G2
B | PM_36ELE_013 | CONDUIT IMPEL PLAIN BEND MAR1225G | 3 | No | =GetRate("SUP1",$A3,2) | 1 | =PRODUCT(C3*E3,F3) | =G3
B |  | Electrical General Discount | =GetValue("Discount ELE General",3) | % | =SubTotal(G3:G3) | 1 | =PRODUCT(C4*E4,F4) | =G4
B | PM_36ELE_022 | CONDUIT INSP TEE 25MM MAR1425G | 1 | No | =GetRate("SUP1",$A5,2) | 1 | =PRODUCT(C5*E5,F5) | =G5
B |  | Electrical Fitting Discount | =GetValue("Discount ELE General",3) | % | =SubTotal(G5:G5) | 1 | =PRODUCT(C6*E6,F6) | =G6
B |  | Electrical Waste and Fixings | =GetValue("Waste 7.5%",3) | % | =SubTotal(G1:G6) | 1 | =PRODUCT(C7*E7,F7) | =G7
B | Electrician | Labour, ref A1 | 0.12 | hrs | =GetRate("LAB1",$A8,2) | 12 | =PRODUCT(C8*E8,F8) | =G8
B | Electrician | Labour, ref A4 | 0.2 | hrs | =GetRate("LAB1",$A9,2) | 3 | =PRODUCT(C9*E9,F9) | =G9
B | Electrician | Labour, ref A7 | 0.1 | hrs | =GetRate("LAB1",$A10,2) | 1 | =PRODUCT(C10*E10,F10) | =G10
B |  | Margin | =GetValue("Builders margin",3) | % | =SubTotal(G1:G10) | 1 | =PRODUCT(C11*E11,F11) | =G11
I | T33.18.001 | Subcircuits: Power, Domestic | T33.18_ELE_Subcircuits: Power, Domestic
I | T33.18.004 | Rates include accessories and wiring from switch-board but exclude switchboard and appliances | T33.18_ELE_Subcircuits: Power, Domestic
I | T33.18.007 | <b>Power Outlet</b> | T33.18_ELE_Subcircuits: Power, Domestic
I | T33.18.010 | Single | T33.18_ELE_Subcircuits: Power, Domestic | No
B | FTPS_15150 | 2.5mm² 2C+E Flat TPS White_Copper Conductors, PVC Insulated & Sheathed | 12 | m | =GetRate("ELE",$A1,2) | 1 | =PRODUCT(C1*E1,F1) | =G1
B |  | Electrical Cable Discount | =GetValue("Discount ELE Cable High",3) | % | =SubTotal(G1:G1) | 1 | =PRODUCT(C2*E2,F2) | =G2
B | HPM_XL787S | EXCEL SGL HORIZ COMBI SAFETY BEIGE | 1 | No | =GetRate("ELE",$A3,2) | 1 | =PRODUCT(C3*E3,F3) | =G3
B |  | Electrical Fitting Discount | =GetValue("Discount ELE Fitting",3) | % | =SubTotal(G3:G3) | 1 | =PRODUCT(C4*E4,F4) | =G4
B | PDL_00049 | PDL 144 plastic flush box_General accessories | 1 | No | =GetRate("ELE",$A5,2) | 1 | =PRODUCT(C5*E5,F5) | =G5
B |  | Electrical Fitting Discount | =GetValue("Discount ELE Fitting",3) | % | =SubTotal(G5:G5) | 1 | =PRODUCT(C6*E6,F6) | =G6
B |  |  | 1 | No | 0 | 1
B |  | Electrical General Discount | =GetValue("Discount ELE General",3) | % | =SubTotal(G7:G7) | 1 | =PRODUCT(C8*E8,F8) | =G8
B |  | Electrical Waste and Fixings | =GetValue("Waste 7.5%",3) | % | =SubTotal(G1:G8) | 1 | =PRODUCT(C9*E9,F9) | =G9
B | Electrician | Labour, ref A1 | 0.05 | hrs | =GetRate("LAB1",$A10,2) | 12 | =PRODUCT(C10*E10,F10) | =G10
B | Electrician | Labour, ref A4 | 0.25 | hrs | =GetRate("LAB1",$A11,2) | 1 | =PRODUCT(C11*E11,F11) | =G11
B | Electrician | Labour, ref A7 | 0.05 | hrs | =GetRate("LAB1",$A12,2) | 1 | =PRODUCT(C12*E12,F12) | =G12
B | Electrician | Labour, ref A10 | 0 | hrs | =GetRate("LAB1",$A13,2) | 1 | =PRODUCT(C13*E13,F13) | =G13
B |  | Margin | =GetValue("Builders margin",3) | % | =SubTotal(G1:G13) | 1 | =PRODUCT(C14*E14,F14) | =G14
I | T33.18.013 | Double | T33.18_ELE_Subcircuits: Power, Domestic | No
B | FTPS_15150 | 2.5mm² 2C+E Flat TPS White_Copper Conductors, PVC Insulated & Sheathed | 12 | m | =GetRate("ELE",$A1,2) | 1 | =PRODUCT(C1*E1,F1) | =G1
B |  | Electrical Cable Discount | =GetValue("Discount ELE Cable High",3) | % | =SubTotal(G1:G1) | 1 | =PRODUCT(C2*E2,F2) | =G2
B | HPM_XL777S | EXCEL DBL HORIZ COMBI SAFETY BEIGE | 1 | No | =GetRate("ELE",$A3,2) | 1 | =PRODUCT(C3*E3,F3) | =G3
B |  | Electrical Fitting Discount | =GetValue("Discount ELE Fitting",3) | % | =SubTotal(G3:G3) | 1 | =PRODUCT(C4*E4,F4) | =G4
B | PDL_00049 | PDL 144 plastic flush box_General accessories | 1 | No | =GetRate("ELE",$A5,2) | 1 | =PRODUCT(C5*E5,F5) | =G5
B |  | Electrical Fitting Discount | =GetValue("Discount ELE Fitting",3) | % | =SubTotal(G5:G5) | 1 | =PRODUCT(C6*E6,F6) | =G6
B |  |  | 1 | No | 0 | 1
B |  | Electrical General Discount | =GetValue("Discount ELE General",3) | % | =SubTotal(G7:G7) | 1 | =PRODUCT(C8*E8,F8) | =G8
B |  | Electrical Waste and Fixings | =GetValue("Waste 7.5%",3) | % | =SubTotal(G1:G8) | 1 | =PRODUCT(C9*E9,F9) | =G9
B | Electrician | Labour, ref A1 | 0.05 | hrs | =GetRate("LAB1",$A10,2) | 12 | =PRODUCT(C10*E10,F10) | =G10
B | Electrician | Labour, ref A4 | 0.25 | hrs | =GetRate("LAB1",$A11,2) | 1 | =PRODUCT(C11*E11,F11) | =G11
B | Electrician | Labour, ref A7 | 0.05 | hrs | =GetRate("LAB1",$A12,2) | 1 | =PRODUCT(C12*E12,F12) | =G12
B | Electrician | Labour, ref A10 | 0 | hrs | =GetRate("LAB1",$A13,2) | 1 | =PRODUCT(C13*E13,F13) | =G13
B |  | Margin | =GetValue("Builders margin",3) | % | =SubTotal(G1:G13) | 1 | =PRODUCT(C14*E14,F14) | =G14
I | T33.18.016 | Single weatherproof | T33.18_ELE_Subcircuits: Power, Domestic | No
B | FTPS_15150 | 2.5mm² 2C+E Flat TPS White_Copper Conductors, PVC Insulated & Sheathed | 18 | m | =GetRate("ELE",$A1,2) | 1 | =PRODUCT(C1*E1,F1) | =G1
B |  | Electrical Cable Discount | =GetValue("Discount ELE Cable High",3) | % | =SubTotal(G1:G1) | 1 | =PRODUCT(C2*E2,F2) | =G2
B | PDL_00148 | PDL 56CV310 10a comb sw/skt_IP56 Accessories - Industrial | 1 | No | =GetRate("ELE",$A3,2) | 1 | =PRODUCT(C3*E3,F3) | =G3
B |  | Electrical Fitting Discount | =GetValue("Discount ELE Fitting",3) | % | =SubTotal(G3:G3) | 1 | =PRODUCT(C4*E4,F4) | =G4
B | PDL_00178 | PDL 56E2 2 gang enclosure_IP56 Accessories - Industrial | 1 | No | =GetRate("ELE",$A5,2) | 1 | =PRODUCT(C5*E5,F5) | =G5
B |  | Electrical Fitting Discount | =GetValue("Discount ELE Fitting",3) | % | =SubTotal(G5:G5) | 1 | =PRODUCT(C6*E6,F6) | =G6
B | PM_36ELE_004 | CONDUIT IMPEL 4M MARO125G | 3 | m | =GetRate("SUP1",$A7,2) | 0.25 | =PRODUCT(C7*E7,F7) | =G7
B |  | Electrical General Discount | =GetValue("Discount ELE General",3) | % | =SubTotal(G7:G7) | 1 | =PRODUCT(C8*E8,F8) | =G8
B | PM_36ELE_013 | CONDUIT IMPEL PLAIN BEND MAR1225G | 3 | No | =GetRate("SUP1",$A9,2) | 1 | =PRODUCT(C9*E9,F9) | =G9
B |  | Electrical General Discount | =GetValue("Discount ELE General",3) | % | =SubTotal(G9:G9) | 1 | =PRODUCT(C10*E10,F10) | =G10
B |  | Electrical Waste and Fixings | =GetValue("Waste 7.5%",3) | % | =SubTotal(G1:G10) | 1 | =PRODUCT(C11*E11,F11) | =G11
B | Electrician | Labour, ref A1 | 0.05 | hrs | =GetRate("LAB1",$A12,2) | 18 | =PRODUCT(C12*E12,F12) | =G12
B | Electrician | Labour, ref A4 | 0.75 | hrs | =GetRate("LAB1",$A13,2) | 1 | =PRODUCT(C13*E13,F13) | =G13
B | Electrician | Labour, ref A7 | 0.3 | hrs | =GetRate("LAB1",$A14,2) | 1 | =PRODUCT(C14*E14,F14) | =G14
B | Electrician | Labour, ref A10 | 0.12 | hrs | =GetRate("LAB1",$A15,2) | 3 | =PRODUCT(C15*E15,F15) | =G15
B | Electrician | Labour, ref A13 | 0.2 | hrs | =GetRate("LAB1",$A16,2) | 3 | =PRODUCT(C16*E16,F16) | =G16
B |  | Margin | =GetValue("Builders margin",3) | % | =SubTotal(G1:G16) | 1 | =PRODUCT(C17*E17,F17) | =G17
I | T33.18.019 | 15A single | T33.18_ELE_Subcircuits: Power, Domestic | No
B | FTPS_15350 | 4mm² 2C+E Flat TPS White_Copper Conductors, PVC Insulated & Sheathed | 15 | m | =GetRate("ELE",$A1,2) | 1 | =PRODUCT(C1*E1,F1) | =G1
B |  | Electrical Cable Discount | =GetValue("Discount ELE Cable High",3) | % | =SubTotal(G1:G1) | 1 | =PRODUCT(C2*E2,F2) | =G2
B | HPM_XL787S | EXCEL SGL HORIZ COMBI SAFETY BEIGE | 1 | No | =GetRate("ELE",$A3,2) | 1 | =PRODUCT(C3*E3,F3) | =G3
B |  | Electrical Fitting Discount | =GetValue("Discount ELE Fitting",3) | % | =SubTotal(G3:G3) | 1 | =PRODUCT(C4*E4,F4) | =G4
B | PDL_00049 | PDL 144 plastic flush box_General accessories | 1 | No | =GetRate("ELE",$A5,2) | 1 | =PRODUCT(C5*E5,F5) | =G5
B |  | Electrical Fitting Discount | =GetValue("Discount ELE Fitting",3) | % | =SubTotal(G5:G5) | 1 | =PRODUCT(C6*E6,F6) | =G6
B |  |  | 1 | No | 0 | 1
B |  | Electrical General Discount | =GetValue("Discount ELE General",3) | % | =SubTotal(G7:G7) | 1 | =PRODUCT(C8*E8,F8) | =G8
B |  | Electrical Waste and Fixings | =GetValue("Waste 7.5%",3) | % | =SubTotal(G1:G8) | 1 | =PRODUCT(C9*E9,F9) | =G9
B | Electrician | Labour, ref A1 | 0.05 | hrs | =GetRate("LAB1",$A10,2) | 15 | =PRODUCT(C10*E10,F10) | =G10
B | Electrician | Labour, ref A4 | 0.25 | hrs | =GetRate("LAB1",$A11,2) | 1 | =PRODUCT(C11*E11,F11) | =G11
B | Electrician | Labour, ref A7 | 0.05 | hrs | =GetRate("LAB1",$A12,2) | 1 | =PRODUCT(C12*E12,F12) | =G12
B | Electrician | Labour, ref A10 | 0 | hrs | =GetRate("LAB1",$A13,2) | 1 | =PRODUCT(C13*E13,F13) | =G13
B |  | Margin | =GetValue("Builders margin",3) | % | =SubTotal(G1:G13) | 1 | =PRODUCT(C14*E14,F14) | =G14
I | T33.18.022 | <b>Hot Water System,</b> 15A single phase storage | T33.18_ELE_Subcircuits: Power, Domestic | No
B | FTPS_15150 | 2.5mm² 2C+E Flat TPS White_Copper Conductors, PVC Insulated & Sheathed | 15 | m | =GetRate("ELE",$A1,2) | 1 | =PRODUCT(C1*E1,F1) | =G1
B |  | Electrical Cable Discount | =GetValue("Discount ELE Cable High",3) | % | =SubTotal(G1:G1) | 1 | =PRODUCT(C2*E2,F2) | =G2
B | HPM_D770/2PC | WE PERMANENT CONNECTION UNIT WHITE | 1 | No | =GetRate("ELE",$A3,2) | 1 | =PRODUCT(C3*E3,F3) | =G3
B |  | Electrical Fitting Discount | =GetValue("Discount ELE Fitting",3) | % | =SubTotal(G3:G3) | 1 | =PRODUCT(C4*E4,F4) | =G4
B | PDL_00049 | PDL 144 plastic flush box_General accessories | 1 | No | =GetRate("ELE",$A5,2) | 1 | =PRODUCT(C5*E5,F5) | =G5
B |  | Electrical Fitting Discount | =GetValue("Discount ELE Fitting",3) | % | =SubTotal(G5:G5) | 1 | =PRODUCT(C6*E6,F6) | =G6
B |  |  | 1 | No | 0 | 1
B |  | Electrical General Discount | =GetValue("Discount ELE General",3) | % | =SubTotal(G7:G7) | 1 | =PRODUCT(C8*E8,F8) | =G8
B |  | Electrical Waste and Fixings | =GetValue("Waste 7.5%",3) | % | =SubTotal(G1:G8) | 1 | =PRODUCT(C9*E9,F9) | =G9
B | Terminate_001 | Termination minor | 1 | No | =GetRate("ELE",$A10,2) | 1 | =PRODUCT(C10*E10,F10) | =G10
B | Electrician | Labour, ref A1 | 0.05 | hrs | =GetRate("LAB1",$A11,2) | 15 | =PRODUCT(C11*E11,F11) | =G11
B | Electrician | Labour, ref A4 | 0.25 | hrs | =GetRate("LAB1",$A12,2) | 1 | =PRODUCT(C12*E12,F12) | =G12
B | Electrician | Labour, ref A7 | 0.05 | hrs | =GetRate("LAB1",$A13,2) | 1 | =PRODUCT(C13*E13,F13) | =G13
B | Electrician | Labour, ref A10 | 0 | hrs | =GetRate("LAB1",$A14,2) | 1 | =PRODUCT(C14*E14,F14) | =G14
B | Electrician | Labour, ref A13 | 0.3 | hrs | =GetRate("LAB1",$A15,2) | 1 | =PRODUCT(C15*E15,F15) | =G15
B |  | Margin | =GetValue("Builders margin",3) | % | =SubTotal(G1:G15) | 1 | =PRODUCT(C16*E16,F16) | =G16
I | T33.18.025 | Stove, 10kW single phase | T33.18_ELE_Subcircuits: Power, Domestic | No
B | FTPS_15530 | 6mm² 2C+E Flat TPS White_Copper Conductors, PVC Insulated & Sheathed | 15 | m | =GetRate("ELE",$A1,2) | 1 | =PRODUCT(C1*E1,F1) | =G1
B |  | Electrical Cable Discount | =GetValue("Discount ELE Cable High",3) | % | =SubTotal(G1:G1) | 1 | =PRODUCT(C2*E2,F2) | =G2
B | HPM_XL1036 | XL HEAVY DUTY ROCKER SWITCH 1POLE 36A | 1 | No | =GetRate("ELE",$A3,2) | 1 | =PRODUCT(C3*E3,F3) | =G3
B |  | Electrical Fitting Discount | =GetValue("Discount ELE Fitting",3) | % | =SubTotal(G3:G3) | 1 | =PRODUCT(C4*E4,F4) | =G4
B | PDL_00049 | PDL 144 plastic flush box_General accessories | 1 | No | =GetRate("ELE",$A5,2) | 1 | =PRODUCT(C5*E5,F5) | =G5
B |  | Electrical Fitting Discount | =GetValue("Discount ELE Fitting",3) | % | =SubTotal(G5:G5) | 1 | =PRODUCT(C6*E6,F6) | =G6
B |  |  | 1 | No | 0 | 1
B |  | Electrical General Discount | =GetValue("Discount ELE General",3) | % | =SubTotal(G7:G7) | 1 | =PRODUCT(C8*E8,F8) | =G8
B |  | Electrical Waste and Fixings | =GetValue("Waste 7.5%",3) | % | =SubTotal(G1:G8) | 1 | =PRODUCT(C9*E9,F9) | =G9
B | Terminate_001 | Termination minor | 1 | No | =GetRate("ELE",$A10,2) | 1 | =PRODUCT(C10*E10,F10) | =G10
B | Electrician | Labour, ref A1 | 0.05 | hrs | =GetRate("LAB1",$A11,2) | 15 | =PRODUCT(C11*E11,F11) | =G11
B | Electrician | Labour, ref A4 | 0.25 | hrs | =GetRate("LAB1",$A12,2) | 1 | =PRODUCT(C12*E12,F12) | =G12
B | Electrician | Labour, ref A7 | 0.05 | hrs | =GetRate("LAB1",$A13,2) | 1 | =PRODUCT(C13*E13,F13) | =G13
B | Electrician | Labour, ref A10 | 0 | hrs | =GetRate("LAB1",$A14,2) | 1 | =PRODUCT(C14*E14,F14) | =G14
B | Electrician | Labour, ref A13 | 0.3 | hrs | =GetRate("LAB1",$A15,2) | 1 | =PRODUCT(C15*E15,F15) | =G15
B |  | Margin | =GetValue("Builders margin",3) | % | =SubTotal(G1:G15) | 1 | =PRODUCT(C16*E16,F16) | =G16
I | T33.18.028 | <b>Add</b> extra for PVC conduited circuit | T33.18_ELE_Subcircuits: Power, Domestic
I | T33.19.001 | Subcircuits: Power, Commercial | T33.19_ELE_Subcircuits: Power, Commercial
I | T33.19.004 | Rates include accessories and wiring from switch-board but exclude switchboard and appliances | T33.19_ELE_Subcircuits: Power, Commercial
I | T33.19.007 | <b>Power Outlet</b> | T33.19_ELE_Subcircuits: Power, Commercial
I | T33.19.010 | Single | T33.19_ELE_Subcircuits: Power, Commercial | No
B | FTPS_15150 | 2.5mm² 2C+E Flat TPS White_Copper Conductors, PVC Insulated & Sheathed | 15 | m | =GetRate("ELE",$A1,2) | 1 | =PRODUCT(C1*E1,F1) | =G1
B |  | Electrical Cable Discount | =GetValue("Discount ELE Cable High",3) | % | =SubTotal(G1:G1) | 1 | =PRODUCT(C2*E2,F2) | =G2
B | HPM_XL787S | EXCEL SGL HORIZ COMBI SAFETY BEIGE | 1 | No | =GetRate("ELE",$A3,2) | 1 | =PRODUCT(C3*E3,F3) | =G3
B |  | Electrical Fitting Discount | =GetValue("Discount ELE Fitting",3) | % | =SubTotal(G3:G3) | 1 | =PRODUCT(C4*E4,F4) | =G4
B | PDL_00049 | PDL 144 plastic flush box_General accessories | 1 | No | =GetRate("ELE",$A5,2) | 1 | =PRODUCT(C5*E5,F5) | =G5
B |  | Electrical Fitting Discount | =GetValue("Discount ELE Fitting",3) | % | =SubTotal(G5:G5) | 1 | =PRODUCT(C6*E6,F6) | =G6
B |  |  | 1 | No | 0 | 1
B |  | Electrical General Discount | =GetValue("Discount ELE General",3) | % | =SubTotal(G7:G7) | 1 | =PRODUCT(C8*E8,F8) | =G8
B |  | Electrical Waste and Fixings | =GetValue("Waste 7.5%",3) | % | =SubTotal(G1:G8) | 1 | =PRODUCT(C9*E9,F9) | =G9
B | Electrician | Labour, ref A1 | 0.05 | hrs | =GetRate("LAB1",$A10,2) | 15 | =PRODUCT(C10*E10,F10) | =G10
B | Electrician | EV 20% labour for Commercial Cable Installation | 0.01 | hrs | =GetRate("LAB1",$A11,2) | 15 | =PRODUCT(C11*E11,F11) | =G11
B | Electrician | Labour, ref A4 | 0.25 | hrs | =GetRate("LAB1",$A12,2) | 1 | =PRODUCT(C12*E12,F12) | =G12
B | Electrician | Labour, ref A7 | 0.05 | hrs | =GetRate("LAB1",$A13,2) | 1 | =PRODUCT(C13*E13,F13) | =G13
B | Electrician | Labour, ref A10 | 0 | hrs | =GetRate("LAB1",$A14,2) | 1 | =PRODUCT(C14*E14,F14) | =G14
B |  | Margin | =GetValue("Builders margin",3) | % | =SubTotal(G1:G14) | 1 | =PRODUCT(C15*E15,F15) | =G15
I | T33.19.013 | Double | T33.19_ELE_Subcircuits: Power, Commercial | No
B | FTPS_15350 | 4mm² 2C+E Flat TPS White_Copper Conductors, PVC Insulated & Sheathed | 15 | m | =GetRate("ELE",$A1,2) | 1 | =PRODUCT(C1*E1,F1) | =G1
B |  | Electrical Cable Discount | =GetValue("Discount ELE Cable High",3) | % | =SubTotal(G1:G1) | 1 | =PRODUCT(C2*E2,F2) | =G2
B | HPM_XL777S | EXCEL DBL HORIZ COMBI SAFETY BEIGE | 1 | No | =GetRate("ELE",$A3,2) | 1 | =PRODUCT(C3*E3,F3) | =G3
B |  | Electrical Fitting Discount | =GetValue("Discount ELE Fitting",3) | % | =SubTotal(G3:G3) | 1 | =PRODUCT(C4*E4,F4) | =G4
B | PDL_00049 | PDL 144 plastic flush box_General accessories | 1 | No | =GetRate("ELE",$A5,2) | 1 | =PRODUCT(C5*E5,F5) | =G5
B |  | Electrical Fitting Discount | =GetValue("Discount ELE Fitting",3) | % | =SubTotal(G5:G5) | 1 | =PRODUCT(C6*E6,F6) | =G6
B |  |  | 1 | No | 0 | 1
B |  | Electrical General Discount | =GetValue("Discount ELE General",3) | % | =SubTotal(G7:G7) | 1 | =PRODUCT(C8*E8,F8) | =G8
B |  | Electrical Waste and Fixings | =GetValue("Waste 7.5%",3) | % | =SubTotal(G1:G8) | 1 | =PRODUCT(C9*E9,F9) | =G9
B | Electrician | Labour, ref A1 | 0.05 | hrs | =GetRate("LAB1",$A10,2) | 15 | =PRODUCT(C10*E10,F10) | =G10
B | Electrician | EV 20% labour for Commercial Cable Installation | 0.01 | hrs | =GetRate("LAB1",$A11,2) | 15 | =PRODUCT(C11*E11,F11) | =G11
B | Electrician | Labour, ref A4 | 0.25 | hrs | =GetRate("LAB1",$A12,2) | 1 | =PRODUCT(C12*E12,F12) | =G12
B | Electrician | Labour, ref A7 | 0.05 | hrs | =GetRate("LAB1",$A13,2) | 1 | =PRODUCT(C13*E13,F13) | =G13
B | Electrician | Labour, ref A10 | 0 | hrs | =GetRate("LAB1",$A14,2) | 1 | =PRODUCT(C14*E14,F14) | =G14
B |  | Margin | =GetValue("Builders margin",3) | % | =SubTotal(G1:G14) | 1 | =PRODUCT(C15*E15,F15) | =G15
I | T33.19.016 | Single weatherproof | T33.19_ELE_Subcircuits: Power, Commercial | No
B | FTPS_15350 | 4mm² 2C+E Flat TPS White_Copper Conductors, PVC Insulated & Sheathed | 18 | m | =GetRate("ELE",$A1,2) | 1 | =PRODUCT(C1*E1,F1) | =G1
B |  | Electrical Cable Discount | =GetValue("Discount ELE Cable High",3) | % | =SubTotal(G1:G1) | 1 | =PRODUCT(C2*E2,F2) | =G2
B | PDL_00148 | PDL 56CV310 10a comb sw/skt_IP56 Accessories - Industrial | 1 | No | =GetRate("ELE",$A3,2) | 1 | =PRODUCT(C3*E3,F3) | =G3
B |  | Electrical Fitting Discount | =GetValue("Discount ELE Fitting",3) | % | =SubTotal(G3:G3) | 1 | =PRODUCT(C4*E4,F4) | =G4
B | PDL_00178 | PDL 56E2 2 gang enclosure_IP56 Accessories - Industrial | 1 | No | =GetRate("ELE",$A5,2) | 1 | =PRODUCT(C5*E5,F5) | =G5
B |  | Electrical Fitting Discount | =GetValue("Discount ELE Fitting",3) | % | =SubTotal(G5:G5) | 1 | =PRODUCT(C6*E6,F6) | =G6
B | PM_36ELE_004 | CONDUIT IMPEL 4M MARO125G | 3 | m | =GetRate("SUP1",$A7,2) | 0.25 | =PRODUCT(C7*E7,F7) | =G7
B |  | Electrical General Discount | =GetValue("Discount ELE General",3) | % | =SubTotal(G7:G7) | 1 | =PRODUCT(C8*E8,F8) | =G8
B | PM_36ELE_013 | CONDUIT IMPEL PLAIN BEND MAR1225G | 3 | No | =GetRate("SUP1",$A9,2) | 1 | =PRODUCT(C9*E9,F9) | =G9
B |  | Electrical General Discount | =GetValue("Discount ELE General",3) | % | =SubTotal(G9:G9) | 1 | =PRODUCT(C10*E10,F10) | =G10
B |  | Electrical Waste and Fixings | =GetValue("Waste 7.5%",3) | % | =SubTotal(G1:G10) | 1 | =PRODUCT(C11*E11,F11) | =G11
B | Electrician | Labour, ref A1 | 0.05 | hrs | =GetRate("LAB1",$A12,2) | 18 | =PRODUCT(C12*E12,F12) | =G12
B | Electrician | EV 20% labour for Commercial Cable Installation | 0.01 | hrs | =GetRate("LAB1",$A13,2) | 18 | =PRODUCT(C13*E13,F13) | =G13
B | Electrician | Labour, ref A4 | 0.75 | hrs | =GetRate("LAB1",$A14,2) | 1 | =PRODUCT(C14*E14,F14) | =G14
B | Electrician | Labour, ref A7 | 0.3 | hrs | =GetRate("LAB1",$A15,2) | 1 | =PRODUCT(C15*E15,F15) | =G15
B | Electrician | Labour, ref A10 | 0.12 | hrs | =GetRate("LAB1",$A16,2) | 3 | =PRODUCT(C16*E16,F16) | =G16
B | Electrician | Labour, ref A13 | 0.2 | hrs | =GetRate("LAB1",$A17,2) | 3 | =PRODUCT(C17*E17,F17) | =G17
B |  | Margin | =GetValue("Builders margin",3) | % | =SubTotal(G1:G17) | 1 | =PRODUCT(C18*E18,F18) | =G18
I | T33.19.019 | 16A single | T33.19_ELE_Subcircuits: Power, Commercial | No
B | FTPS_15350 | 4mm² 2C+E Flat TPS White_Copper Conductors, PVC Insulated & Sheathed | 20 | m | =GetRate("ELE",$A1,2) | 1 | =PRODUCT(C1*E1,F1) | =G1
B |  | Electrical Cable Discount | =GetValue("Discount ELE Cable High",3) | % | =SubTotal(G1:G1) | 1 | =PRODUCT(C2*E2,F2) | =G2
B | HPM_XL787S | EXCEL SGL HORIZ COMBI SAFETY BEIGE | 1 | No | =GetRate("ELE",$A3,2) | 1 | =PRODUCT(C3*E3,F3) | =G3
B |  | Electrical Fitting Discount | =GetValue("Discount ELE Fitting",3) | % | =SubTotal(G3:G3) | 1 | =PRODUCT(C4*E4,F4) | =G4
B | PDL_00049 | PDL 144 plastic flush box_General accessories | 1 | No | =GetRate("ELE",$A5,2) | 1 | =PRODUCT(C5*E5,F5) | =G5
B |  | Electrical Fitting Discount | =GetValue("Discount ELE Fitting",3) | % | =SubTotal(G5:G5) | 1 | =PRODUCT(C6*E6,F6) | =G6
B | Electrician | Labour, ref A1 | 0.05 | hrs | =GetRate("LAB1",$A7,2) | 20 | =PRODUCT(C7*E7,F7) | =G7
B | Electrician | EV 20% labour for Commercial Cable Installation | 0.01 | hrs | =GetRate("LAB1",$A8,2) | 20 | =PRODUCT(C8*E8,F8) | =G8
B | Electrician | Labour, ref A4 | 0.25 | hrs | =GetRate("LAB1",$A9,2) | 1 | =PRODUCT(C9*E9,F9) | =G9
B | Electrician | Labour, ref A7 | 0.05 | hrs | =GetRate("LAB1",$A10,2) | 1 | =PRODUCT(C10*E10,F10) | =G10
B |  | Margin | =GetValue("Builders margin",3) | % | =SubTotal(G1:G10) | 1 | =PRODUCT(C11*E11,F11) | =G11
I | T33.19.022 | 16A three phase 4 pin weather-proof | T33.19_ELE_Subcircuits: Power, Commercial | No
B | FTPS_15190 | 2.5mm² 3C+E Flat TPS White_Copper Conductors, PVC Insulated & Sheathed | 20 | m | =GetRate("ELE",$A1,2) | 1 | =PRODUCT(C1*E1,F1) | =G1
B |  | Electrical Cable Discount | =GetValue("Discount ELE Cable High",3) | % | =SubTotal(G1:G1) | 1 | =PRODUCT(C2*E2,F2) | =G2
B | PDL_00157 | PDL 56CV416 16a 3ph sw/skt - 4 pin_IP56 Accessories - Industrial | 1 | No | =GetRate("ELE",$A3,2) | 1 | =PRODUCT(C3*E3,F3) | =G3
B |  | Electrical Fitting Discount | =GetValue("Discount ELE Fitting",3) | % | =SubTotal(G3:G3) | 1 | =PRODUCT(C4*E4,F4) | =G4
B | PDL_00178 | PDL 56E2 2 gang enclosure_IP56 Accessories - Industrial | 1 | No | =GetRate("ELE",$A5,2) | 1 | =PRODUCT(C5*E5,F5) | =G5
B |  | Electrical Fitting Discount | =GetValue("Discount ELE Fitting",3) | % | =SubTotal(G5:G5) | 1 | =PRODUCT(C6*E6,F6) | =G6
B | Gland_040 | Grippa Gland 16mm pvc | 2 | No | =GetRate("ELE",$A7,2) | 1 | =PRODUCT(C7*E7,F7) | =G7
B |  | Electrical General Discount | =GetValue("Discount ELE General",3) | % | =SubTotal(G7:G7) | 1 | =PRODUCT(C8*E8,F8) | =G8
B |  | Electrical Waste and Fixings | =GetValue("Waste 7.5%",3) | % | =SubTotal(G1:G8) | 1 | =PRODUCT(C9*E9,F9) | =G9
B | Electrician | Labour, ref A1 | 0.05 | hrs | =GetRate("LAB1",$A10,2) | 20 | =PRODUCT(C10*E10,F10) | =G10
B | Electrician | EV 20% labour for Commercial Cable Installation | 0.01 | hrs | =GetRate("LAB1",$A11,2) | 20 | =PRODUCT(C11*E11,F11) | =G11
B | Electrician | Labour, ref A4 | 0.75 | hrs | =GetRate("LAB1",$A12,2) | 1 | =PRODUCT(C12*E12,F12) | =G12
B | Electrician | Labour, ref A7 | 0.3 | hrs | =GetRate("LAB1",$A13,2) | 1 | =PRODUCT(C13*E13,F13) | =G13
B | Electrician | Labour, ref A10 | 0.1 | hrs | =GetRate("LAB1",$A14,2) | 2 | =PRODUCT(C14*E14,F14) | =G14
B |  | Margin | =GetValue("Builders margin",3) | % | =SubTotal(G1:G14) | 1 | =PRODUCT(C15*E15,F15) | =G15
I | T33.19.025 | 32A three phase 4 pin weather-proof | T33.19_ELE_Subcircuits: Power, Commercial | No
B | FTPS_15560 | 6mm² 3C+E Flat TPS White_Copper Conductors, PVC Insulated & Sheathed | 20 | m | =GetRate("ELE",$A1,2) | 1 | =PRODUCT(C1*E1,F1) | =G1
B |  | Electrical Cable Discount | =GetValue("Discount ELE Cable High",3) | % | =SubTotal(G1:G1) | 1 | =PRODUCT(C2*E2,F2) | =G2
B | PDL_00154 | PDL 56CV332 32a 3ph sw/skt_IP56 Accessories - Industrial | 1 | No | =GetRate("ELE",$A3,2) | 1 | =PRODUCT(C3*E3,F3) | =G3
B |  | Electrical Fitting Discount | =GetValue("Discount ELE Fitting",3) | % | =SubTotal(G3:G3) | 1 | =PRODUCT(C4*E4,F4) | =G4
B | PDL_00178 | PDL 56E2 2 gang enclosure_IP56 Accessories - Industrial | 1 | No | =GetRate("ELE",$A5,2) | 1 | =PRODUCT(C5*E5,F5) | =G5
B |  | Electrical Fitting Discount | =GetValue("Discount ELE Fitting",3) | % | =SubTotal(G5:G5) | 1 | =PRODUCT(C6*E6,F6) | =G6
B | Gland_040 | Grippa Gland 16mm pvc | 2 | No | =GetRate("ELE",$A7,2) | 1 | =PRODUCT(C7*E7,F7) | =G7
B |  | Electrical General Discount | =GetValue("Discount ELE General",3) | % | =SubTotal(G7:G7) | 1 | =PRODUCT(C8*E8,F8) | =G8
B |  | Electrical Waste and Fixings | =GetValue("Waste 7.5%",3) | % | =SubTotal(G1:G8) | 1 | =PRODUCT(C9*E9,F9) | =G9
B | Electrician | Labour, ref A1 | 0.05 | hrs | =GetRate("LAB1",$A10,2) | 20 | =PRODUCT(C10*E10,F10) | =G10
B | Electrician | EV 20% labour for Commercial Cable Installation | 0.01 | hrs | =GetRate("LAB1",$A11,2) | 20 | =PRODUCT(C11*E11,F11) | =G11
B | Electrician | Labour, ref A4 | 0.75 | hrs | =GetRate("LAB1",$A12,2) | 1 | =PRODUCT(C12*E12,F12) | =G12
B | Electrician | Labour, ref A7 | 0.3 | hrs | =GetRate("LAB1",$A13,2) | 1 | =PRODUCT(C13*E13,F13) | =G13
B | Electrician | Labour, ref A10 | 0.1 | hrs | =GetRate("LAB1",$A14,2) | 2 | =PRODUCT(C14*E14,F14) | =G14
B |  | Margin | =GetValue("Builders margin",3) | % | =SubTotal(G1:G14) | 1 | =PRODUCT(C15*E15,F15) | =G15
I | T33.19.028 | <b>Power Outlet, Industrial</b> | T33.19_ELE_Subcircuits: Power, Commercial
I | T33.19.031 | 16A three phase 4 pin weather-proof | T33.19_ELE_Subcircuits: Power, Commercial | No
B | FTPS_15190 | 2.5mm² 3C+E Flat TPS White_Copper Conductors, PVC Insulated & Sheathed | 20 | m | =GetRate("ELE",$A1,2) | 1 | =PRODUCT(C1*E1,F1) | =G1
B |  | Electrical Cable Discount | =GetValue("Discount ELE Cable High",3) | % | =SubTotal(G1:G1) | 1 | =PRODUCT(C2*E2,F2) | =G2
B | PDL_00157 | PDL 56CV416 16a 3ph sw/skt - 4 pin_IP56 Accessories - Industrial | 1 | No | =GetRate("ELE",$A3,2) | 1 | =PRODUCT(C3*E3,F3) | =G3
B |  | Electrical Fitting Discount | =GetValue("Discount ELE Fitting",3) | % | =SubTotal(G3:G3) | 1 | =PRODUCT(C4*E4,F4) | =G4
B | PDL_00178 | PDL 56E2 2 gang enclosure_IP56 Accessories - Industrial | 1 | No | =GetRate("ELE",$A5,2) | 1 | =PRODUCT(C5*E5,F5) | =G5
B |  | Electrical Fitting Discount | =GetValue("Discount ELE Fitting",3) | % | =SubTotal(G5:G5) | 1 | =PRODUCT(C6*E6,F6) | =G6
B | Gland_040 | Grippa Gland 16mm pvc | 2 | No | =GetRate("ELE",$A7,2) | 1 | =PRODUCT(C7*E7,F7) | =G7
B |  | Electrical General Discount | =GetValue("Discount ELE General",3) | % | =SubTotal(G7:G7) | 1 | =PRODUCT(C8*E8,F8) | =G8
B |  | Electrical Waste and Fixings | =GetValue("Waste 7.5%",3) | % | =SubTotal(G1:G8) | 1 | =PRODUCT(C9*E9,F9) | =G9
B | Electrician | Labour, ref A1 | 0.05 | hrs | =GetRate("LAB1",$A10,2) | 20 | =PRODUCT(C10*E10,F10) | =G10
B | Electrician | EV 20% labour for Commercial Cable Installation | 0.01 | hrs | =GetRate("LAB1",$A11,2) | 20 | =PRODUCT(C11*E11,F11) | =G11
B | Electrician | Labour, ref A4 | 0.75 | hrs | =GetRate("LAB1",$A12,2) | 1 | =PRODUCT(C12*E12,F12) | =G12
B | Electrician | Labour, ref A7 | 0.3 | hrs | =GetRate("LAB1",$A13,2) | 1 | =PRODUCT(C13*E13,F13) | =G13
B | Electrician | Labour, ref A10 | 0.1 | hrs | =GetRate("LAB1",$A14,2) | 2 | =PRODUCT(C14*E14,F14) | =G14
B |  | Margin | =GetValue("Builders margin",3) | % | =SubTotal(G1:G14) | 1 | =PRODUCT(C15*E15,F15) | =G15
I | T33.19.034 | 32A three phase 4 pin weather-proof | T33.19_ELE_Subcircuits: Power, Commercial | No
B | FTPS_15560 | 6mm² 3C+E Flat TPS White_Copper Conductors, PVC Insulated & Sheathed | 20 | m | =GetRate("ELE",$A1,2) | 1 | =PRODUCT(C1*E1,F1) | =G1
B |  | Electrical Cable Discount | =GetValue("Discount ELE Cable High",3) | % | =SubTotal(G1:G1) | 1 | =PRODUCT(C2*E2,F2) | =G2
B | PDL_00154 | PDL 56CV332 32a 3ph sw/skt_IP56 Accessories - Industrial | 1 | No | =GetRate("ELE",$A3,2) | 1 | =PRODUCT(C3*E3,F3) | =G3
B |  | Electrical Fitting Discount | =GetValue("Discount ELE Fitting",3) | % | =SubTotal(G3:G3) | 1 | =PRODUCT(C4*E4,F4) | =G4
B | PDL_00178 | PDL 56E2 2 gang enclosure_IP56 Accessories - Industrial | 1 | No | =GetRate("ELE",$A5,2) | 1 | =PRODUCT(C5*E5,F5) | =G5
B |  | Electrical Fitting Discount | =GetValue("Discount ELE Fitting",3) | % | =SubTotal(G5:G5) | 1 | =PRODUCT(C6*E6,F6) | =G6
B | Gland_040 | Grippa Gland 16mm pvc | 2 | No | =GetRate("ELE",$A7,2) | 1 | =PRODUCT(C7*E7,F7) | =G7
B |  | Electrical General Discount | =GetValue("Discount ELE General",3) | % | =SubTotal(G7:G7) | 1 | =PRODUCT(C8*E8,F8) | =G8
B |  | Electrical Waste and Fixings | =GetValue("Waste 7.5%",3) | % | =SubTotal(G1:G8) | 1 | =PRODUCT(C9*E9,F9) | =G9
B | Electrician | Labour, ref A1 | 0.05 | hrs | =GetRate("LAB1",$A10,2) | 20 | =PRODUCT(C10*E10,F10) | =G10
B | Electrician | EV 20% labour for Commercial Cable Installation | 0.01 | hrs | =GetRate("LAB1",$A11,2) | 20 | =PRODUCT(C11*E11,F11) | =G11
B | Electrician | Labour, ref A4 | 0.75 | hrs | =GetRate("LAB1",$A12,2) | 1 | =PRODUCT(C12*E12,F12) | =G12
B | Electrician | Labour, ref A7 | 0.3 | hrs | =GetRate("LAB1",$A13,2) | 1 | =PRODUCT(C13*E13,F13) | =G13
B | Electrician | Labour, ref A10 | 0.1 | hrs | =GetRate("LAB1",$A14,2) | 2 | =PRODUCT(C14*E14,F14) | =G14
B |  | Margin | =GetValue("Builders margin",3) | % | =SubTotal(G1:G14) | 1 | =PRODUCT(C15*E15,F15) | =G15
I | T33.19.037 | <b>Hot Water Systems</b> | T33.19_ELE_Subcircuits: Power, Commercial
I | T33.19.040 | 16A single phase storage | T33.19_ELE_Subcircuits: Power, Commercial | No
B | FTPS_15150 | 2.5mm² 2C+E Flat TPS White_Copper Conductors, PVC Insulated & Sheathed | 15 | m | =GetRate("ELE",$A1,2) | 1 | =PRODUCT(C1*E1,F1) | =G1
B |  | Electrical Cable Discount | =GetValue("Discount ELE Cable High",3) | % | =SubTotal(G1:G1) | 1 | =PRODUCT(C2*E2,F2) | =G2
B | HPM_D770/2PC | WE PERMANENT CONNECTION UNIT WHITE | 1 | No | =GetRate("ELE",$A3,2) | 1 | =PRODUCT(C3*E3,F3) | =G3
B |  | Electrical Fitting Discount | =GetValue("Discount ELE Fitting",3) | % | =SubTotal(G3:G3) | 1 | =PRODUCT(C4*E4,F4) | =G4
B | PDL_00049 | PDL 144 plastic flush box_General accessories | 1 | No | =GetRate("ELE",$A5,2) | 1 | =PRODUCT(C5*E5,F5) | =G5
B |  | Electrical Fitting Discount | =GetValue("Discount ELE Fitting",3) | % | =SubTotal(G5:G5) | 1 | =PRODUCT(C6*E6,F6) | =G6
B |  |  | 1 | No | 0 | 1
B |  | Electrical General Discount | =GetValue("Discount ELE General",3) | % | =SubTotal(G7:G7) | 1 | =PRODUCT(C8*E8,F8) | =G8
B |  | Electrical Waste and Fixings | =GetValue("Waste 7.5%",3) | % | =SubTotal(G1:G8) | 1 | =PRODUCT(C9*E9,F9) | =G9
B | Terminate_001 | Termination minor | 1 | No | =GetRate("ELE",$A10,2) | 1 | =PRODUCT(C10*E10,F10) | =G10
B | Electrician | Labour, ref A1 | 0.05 | hrs | =GetRate("LAB1",$A11,2) | 15 | =PRODUCT(C11*E11,F11) | =G11
B | Electrician | EV 20% labour for Commercial Cable Installation | 0.01 | hrs | =GetRate("LAB1",$A12,2) | 15 | =PRODUCT(C12*E12,F12) | =G12
B | Electrician | Labour, ref A4 | 0.25 | hrs | =GetRate("LAB1",$A13,2) | 1 | =PRODUCT(C13*E13,F13) | =G13
B | Electrician | Labour, ref A7 | 0.05 | hrs | =GetRate("LAB1",$A14,2) | 1 | =PRODUCT(C14*E14,F14) | =G14
B | Electrician | Labour, ref A10 | 0 | hrs | =GetRate("LAB1",$A15,2) | 1 | =PRODUCT(C15*E15,F15) | =G15
B | Electrician | Labour, ref A13 | 0.3 | hrs | =GetRate("LAB1",$A16,2) | 1 | =PRODUCT(C16*E16,F16) | =G16
B |  | Margin | =GetValue("Builders margin",3) | % | =SubTotal(G1:G16) | 1 | =PRODUCT(C17*E17,F17) | =G17
I | T33.19.043 | 16A three phase | T33.19_ELE_Subcircuits: Power, Commercial | No
B | FTPS_15190 | 2.5mm² 3C+E Flat TPS White_Copper Conductors, PVC Insulated & Sheathed | 20 | m | =GetRate("ELE",$A1,2) | 1 | =PRODUCT(C1*E1,F1) | =G1
B |  | Electrical Cable Discount | =GetValue("Discount ELE Cable High",3) | % | =SubTotal(G1:G1) | 1 | =PRODUCT(C2*E2,F2) | =G2
B | PDL_00140 | PDL 56 SW320 20a 3P switch_IP56 Accessories - Industrial | 1 | No | =GetRate("ELE",$A3,2) | 1 | =PRODUCT(C3*E3,F3) | =G3
B |  | Electrical Fitting Discount | =GetValue("Discount ELE Fitting",3) | % | =SubTotal(G3:G3) | 1 | =PRODUCT(C4*E4,F4) | =G4
B | PDL_00178 | PDL 56E2 2 gang enclosure_IP56 Accessories - Industrial | 1 | No | =GetRate("ELE",$A5,2) | 1 | =PRODUCT(C5*E5,F5) | =G5
B |  | Electrical Fitting Discount | =GetValue("Discount ELE Fitting",3) | % | =SubTotal(G5:G5) | 1 | =PRODUCT(C6*E6,F6) | =G6
B | Gland_046 | Grippa Gland 25mm pvc | 1 | No | =GetRate("ELE",$A7,2) | 1 | =PRODUCT(C7*E7,F7) | =G7
B |  | Electrical General Discount | =GetValue("Discount ELE General",3) | % | =SubTotal(G7:G7) | 1 | =PRODUCT(C8*E8,F8) | =G8
B |  | Electrical Waste and Fixings | =GetValue("Waste 7.5%",3) | % | =SubTotal(G1:G8) | 1 | =PRODUCT(C9*E9,F9) | =G9
B |  | Termination minor | 1 | No | 0 | 1
B | Electrician | Labour, ref A1 | 0.05 | hrs | =GetRate("LAB1",$A11,2) | 20 | =PRODUCT(C11*E11,F11) | =G11
B | Electrician | EV 20% labour for Commercial Cable Installation | 0.01 | hrs | =GetRate("LAB1",$A12,2) | 20 | =PRODUCT(C12*E12,F12) | =G12
B | Electrician | Labour, ref A4 | 0.75 | hrs | =GetRate("LAB1",$A13,2) | 1 | =PRODUCT(C13*E13,F13) | =G13
B | Electrician | Labour, ref A7 | 0.3 | hrs | =GetRate("LAB1",$A14,2) | 1 | =PRODUCT(C14*E14,F14) | =G14
B | Electrician | Labour, ref A10 | 0.1 | hrs | =GetRate("LAB1",$A15,2) | 1 | =PRODUCT(C15*E15,F15) | =G15
B | Electrician | Labour, ref A13 | 0 | hrs | =GetRate("LAB1",$A16,2) | 1 | =PRODUCT(C16*E16,F16) | =G16
B |  | Margin | =GetValue("Builders margin",3) | % | =SubTotal(G1:G16) | 1 | =PRODUCT(C17*E17,F17) | =G17
I | T33.19.046 | Stove, 25kW three phase | T33.19_ELE_Subcircuits: Power, Commercial | No
B | FTPS_15190 | 2.5mm² 3C+E Flat TPS White_Copper Conductors, PVC Insulated & Sheathed | 20 | m | =GetRate("ELE",$A1,2) | 1 | =PRODUCT(C1*E1,F1) | =G1
B |  | Electrical Cable Discount | =GetValue("Discount ELE Cable High",3) | % | =SubTotal(G1:G1) | 1 | =PRODUCT(C2*E2,F2) | =G2
B | PDL_00141 | PDL 56SW332 32a 3P sw | 1 | No | =GetRate("ELE",$A3,2) | 1 | =PRODUCT(C3*E3,F3) | =G3
B |  | Electrical Fitting Discount | =GetValue("Discount ELE Fitting",3) | % | =SubTotal(G3:G3) | 1 | =PRODUCT(C4*E4,F4) | =G4
B | PDL_00178 | PDL 56E2 2 gang enclosure_IP56 Accessories - Industrial | 1 | No | =GetRate("ELE",$A5,2) | 1 | =PRODUCT(C5*E5,F5) | =G5
B |  | Electrical Fitting Discount | =GetValue("Discount ELE Fitting",3) | % | =SubTotal(G5:G5) | 1 | =PRODUCT(C6*E6,F6) | =G6
B | Gland_046 | Grippa Gland 25mm pvc | 1 | No | =GetRate("ELE",$A7,2) | 1 | =PRODUCT(C7*E7,F7) | =G7
B |  | Electrical General Discount | =GetValue("Discount ELE General",3) | % | =SubTotal(G7:G7) | 1 | =PRODUCT(C8*E8,F8) | =G8
B |  | Electrical Waste and Fixings | =GetValue("Waste 7.5%",3) | % | =SubTotal(G1:G8) | 1 | =PRODUCT(C9*E9,F9) | =G9
B |  | Termination minor | 1 | No | 0 | 1
B | Electrician | Labour, ref A1 | 0.05 | hrs | =GetRate("LAB1",$A11,2) | 20 | =PRODUCT(C11*E11,F11) | =G11
B | Electrician | EV 20% labour for Commercial Cable Installation | 0.01 | hrs | =GetRate("LAB1",$A12,2) | 20 | =PRODUCT(C12*E12,F12) | =G12
B | Electrician | Labour, ref A4 | 0.75 | hrs | =GetRate("LAB1",$A13,2) | 1 | =PRODUCT(C13*E13,F13) | =G13
B | Electrician | Labour, ref A7 | 0.3 | hrs | =GetRate("LAB1",$A14,2) | 1 | =PRODUCT(C14*E14,F14) | =G14
B | Electrician | Labour, ref A10 | 0.1 | hrs | =GetRate("LAB1",$A15,2) | 1 | =PRODUCT(C15*E15,F15) | =G15
B | Electrician | Labour, ref A13 | 0 | hrs | =GetRate("LAB1",$A16,2) | 1 | =PRODUCT(C16*E16,F16) | =G16
B |  | Margin | =GetValue("Builders margin",3) | % | =SubTotal(G1:G16) | 1 | =PRODUCT(C17*E17,F17) | =G17
I | T33.19.049 | <b>Add</b> extra for PVC conduited circuit | T33.19_ELE_Subcircuits: Power, Commercial | %
I | T33.20.001 | Subcircuits: Heating | T33.20_ELE_Subcircuits: Heating
I | T33.20.004 | Rates include accessories and wiring from switch-board but exclude switchboard, carpet, underlay | T33.20_ELE_Subcircuits: Heating
I | T33.20.007 | <b>Storage Floor Heating</b> (220 w/m2) cast in slab | T33.20_ELE_Subcircuits: Heating
I | T33.20.010 | Domestic | T33.20_ELE_Subcircuits: Heating | No
B | FTPS_15150 | 2.5mm² 2C+E Flat TPS White_Copper Conductors, PVC Insulated & Sheathed | 20 | m | =GetRate("ELE",$A1,2) | 1 | =PRODUCT(C1*E1,F1) | =G1
B |  | Electrical Cable Discount | =GetValue("Discount ELE Cable High",3) | % | =SubTotal(G1:G1) | 1 | =PRODUCT(C2*E2,F2) | =G2
B | HPM_D770/2PC | WE PERMANENT CONNECTION UNIT WHITE | 1 | No | =GetRate("ELE",$A3,2) | 1 | =PRODUCT(C3*E3,F3) | =G3
B |  | Electrical Fitting Discount | =GetValue("Discount ELE Fitting",3) | % | =SubTotal(G3:G3) | 1 | =PRODUCT(C4*E4,F4) | =G4
B | PDL_00049 | PDL 144 plastic flush box_General accessories | 1 | No | =GetRate("ELE",$A5,2) | 1 | =PRODUCT(C5*E5,F5) | =G5
B |  | Electrical Fitting Discount | =GetValue("Discount ELE Fitting",3) | % | =SubTotal(G5:G5) | 1 | =PRODUCT(C6*E6,F6) | =G6
B | PM_36ELE_004 | CONDUIT IMPEL 4M MARO125G | 1 | m | =GetRate("SUP1",$A7,2) | 0.25 | =PRODUCT(C7*E7,F7) | =G7
B |  | Electrical General Discount | =GetValue("Discount ELE General",3) | % | =SubTotal(G7:G7) | 1 | =PRODUCT(C8*E8,F8) | =G8
B | PM_36ELE_013 | CONDUIT IMPEL PLAIN BEND MAR1225G | 1 | No | =GetRate("SUP1",$A9,2) | 1 | =PRODUCT(C9*E9,F9) | =G9
B |  | Electrical General Discount | =GetValue("Discount ELE General",3) | % | =SubTotal(G9:G9) | 1 | =PRODUCT(C10*E10,F10) | =G10
B |  | Electrical Waste and Fixings | =GetValue("Waste 7.5%",3) | % | =SubTotal(G1:G10) | 1 | =PRODUCT(C11*E11,F11) | =G11
B | Electrician | Labour, ref A1 | 0.05 | hrs | =GetRate("LAB1",$A12,2) | 20 | =PRODUCT(C12*E12,F12) | =G12
B |  | EV 20% labour for Commercial Cable Installation | 0.01 | hrs | 0 | 20
B | Electrician | Labour, ref A4 | 0.25 | hrs | =GetRate("LAB1",$A14,2) | 1 | =PRODUCT(C14*E14,F14) | =G14
B | Electrician | Labour, ref A7 | 0.05 | hrs | =GetRate("LAB1",$A15,2) | 1 | =PRODUCT(C15*E15,F15) | =G15
B | Electrician | Labour, ref A10 | 0.12 | hrs | =GetRate("LAB1",$A16,2) | 1 | =PRODUCT(C16*E16,F16) | =G16
B | Electrician | Labour, ref A13 | 0.2 | hrs | =GetRate("LAB1",$A17,2) | 1 | =PRODUCT(C17*E17,F17) | =G17
B |  | Margin | =GetValue("Builders margin",3) | % | =SubTotal(G1:G17) | 1 | =PRODUCT(C18*E18,F18) | =G18
I | T33.20.013 | Commercial | T33.20_ELE_Subcircuits: Heating | No
B | FTPS_15150 | 2.5mm² 2C+E Flat TPS White_Copper Conductors, PVC Insulated & Sheathed | 20 | m | =GetRate("ELE",$A1,2) | 1 | =PRODUCT(C1*E1,F1) | =G1
B |  | Electrical Cable Discount | =GetValue("Discount ELE Cable High",3) | % | =SubTotal(G1:G1) | 1 | =PRODUCT(C2*E2,F2) | =G2
B | FTPS_15030 | 1.5mm² 3C+E Flat TPS White_Copper Conductors, PVC Insulated & Sheathed | 14 | m | =GetRate("ELE",$A3,2) | 1 | =PRODUCT(C3*E3,F3) | =G3
B |  | Electrical Cable Discount | =GetValue("Discount ELE Cable High",3) | % | =SubTotal(G3:G3) | 1 | =PRODUCT(C4*E4,F4) | =G4
B | HPM_D770/2PC | WE PERMANENT CONNECTION UNIT WHITE | 1 | No | =GetRate("ELE",$A5,2) | 1 | =PRODUCT(C5*E5,F5) | =G5
B |  | Electrical Fitting Discount | =GetValue("Discount ELE Fitting",3) | % | =SubTotal(G5:G5) | 1 | =PRODUCT(C6*E6,F6) | =G6
B | PDL_00049 | PDL 144 plastic flush box_General accessories | 1 | No | =GetRate("ELE",$A7,2) | 1 | =PRODUCT(C7*E7,F7) | =G7
B |  | Electrical Fitting Discount | =GetValue("Discount ELE Fitting",3) | % | =SubTotal(G7:G7) | 1 | =PRODUCT(C8*E8,F8) | =G8
B | Tstat_001 | Thermostat | 1 | No | 75 | 1
B |  | Electrical General Discount | =GetValue("Discount ELE General",3) | % | =SubTotal(G9:G9) | 1 | =PRODUCT(C10*E10,F10) | =G10
B |  |  | 1 | No | 0 | 1
B |  | Electrical General Discount | =GetValue("Discount ELE General",3) | % | =SubTotal(G11:G11) | 1 | =PRODUCT(C12*E12,F12) | =G12
B |  | Electrical Waste and Fixings | =GetValue("Waste 7.5%",3) | % | =SubTotal(G11:G12) | 1 | =PRODUCT(C13*E13,F13) | =G13
B | Electrician | Labour, ref A1 | 0.05 | hrs | =GetRate("LAB1",$A14,2) | 20 | =PRODUCT(C14*E14,F14) | =G14
B | Electrician | EV 20% labour for Commercial Cable Installation | 0.01 | hrs | =GetRate("LAB1",$A15,2) | 20 | =PRODUCT(C15*E15,F15) | =G15
B | Electrician | Labour, ref A4 | 0.05 | hrs | =GetRate("LAB1",$A16,2) | 14 | =PRODUCT(C16*E16,F16) | =G16
B | Electrician | Labour, ref A7 | 0.25 | hrs | =GetRate("LAB1",$A17,2) | 1 | =PRODUCT(C17*E17,F17) | =G17
B | Electrician | Labour, ref A10 | 0.05 | hrs | =GetRate("LAB1",$A18,2) | 1 | =PRODUCT(C18*E18,F18) | =G18
B | Electrician | Labour, ref A13 | 0.5 | hrs | =GetRate("LAB1",$A19,2) | 1 | =PRODUCT(C19*E19,F19) | =G19
B |  | Margin | =GetValue("Builders margin",3) | % | =SubTotal(G1:G19) | 1 | =PRODUCT(C20*E20,F20) | =G20
I | T33.20.016 | <b>Panel Heater,</b> permanent wired | T33.20_ELE_Subcircuits: Heating
I | T33.20.019 | Domestic | T33.20_ELE_Subcircuits: Heating | No
B | FTPS_15150 | 2.5mm² 2C+E Flat TPS White_Copper Conductors, PVC Insulated & Sheathed | 15 | m | =GetRate("ELE",$A1,2) | 1 | =PRODUCT(C1*E1,F1) | =G1
B |  | Electrical Cable Discount | =GetValue("Discount ELE Cable High",3) | % | =SubTotal(G1:G1) | 1 | =PRODUCT(C2*E2,F2) | =G2
B | HPM_XL770/2PC20 | WEWE EXCEL PERM CONNECTION UNIT 20A WHITE | 1 | no | =GetRate("ELE",$A3,2) | 1 | =PRODUCT(C3*E3,F3) | =G3
B |  | Electrical Fitting Discount | =GetValue("Discount ELE Fitting",3) | % | =SubTotal(G3:G3) | 1 | =PRODUCT(C4*E4,F4) | =G4
B | PDL_00049 | PDL 144 plastic flush box_General accessories | 1 | No | =GetRate("ELE",$A5,2) | 1 | =PRODUCT(C5*E5,F5) | =G5
B |  | Electrical Fitting Discount | =GetValue("Discount ELE Fitting",3) | % | =SubTotal(G5:G5) | 1 | =PRODUCT(C6*E6,F6) | =G6
B |  |  | 1 | No | 0 | 1
B |  | Electrical General Discount | =GetValue("Discount ELE General",3) | % | =SubTotal(G7:G7) | 1 | =PRODUCT(C8*E8,F8) | =G8
B |  | Electrical Waste and Fixings | =GetValue("Waste 7.5%",3) | % | =SubTotal(G7:G8) | 1 | =PRODUCT(C9*E9,F9) | =G9
B | Electrician | Labour, ref A1 | 0.05 | hrs | =GetRate("LAB1",$A10,2) | 15 | =PRODUCT(C10*E10,F10) | =G10
B | Electrician | EV 20% labour for Commercial Cable Installation | 0.01 | hrs | =GetRate("LAB1",$A11,2) | 15 | =PRODUCT(C11*E11,F11) | =G11
B | Electrician | Labour, ref A4 | 0.25 | hrs | =GetRate("LAB1",$A12,2) | 1 | =PRODUCT(C12*E12,F12) | =G12
B | Electrician | Labour, ref A7 | 0.05 | hrs | =GetRate("LAB1",$A13,2) | 1 | =PRODUCT(C13*E13,F13) | =G13
B | Electrician | Labour, ref A10 | 0 | hrs | =GetRate("LAB1",$A14,2) | 1 | =PRODUCT(C14*E14,F14) | =G14
B |  | Margin | =GetValue("Builders margin",3) | % | =SubTotal(G1:G14) | 1 | =PRODUCT(C15*E15,F15) | =G15
I | T33.20.022 | Commercial | T33.20_ELE_Subcircuits: Heating | No
B | FTPS_15150 | 2.5mm² 2C+E Flat TPS White_Copper Conductors, PVC Insulated & Sheathed | 15 | m | =GetRate("ELE",$A1,2) | 1 | =PRODUCT(C1*E1,F1) | =G1
B |  | Electrical Cable Discount | =GetValue("Discount ELE Cable High",3) | % | =SubTotal(G1:G1) | 1 | =PRODUCT(C2*E2,F2) | =G2
B | HPM_XL770/2PC20 | WEWE EXCEL PERM CONNECTION UNIT 20A WHITE | 1 | no | =GetRate("ELE",$A3,2) | 1 | =PRODUCT(C3*E3,F3) | =G3
B |  | Electrical Fitting Discount | =GetValue("Discount ELE Fitting",3) | % | =SubTotal(G3:G3) | 1 | =PRODUCT(C4*E4,F4) | =G4
B | PDL_00049 | PDL 144 plastic flush box_General accessories | 1 | No | =GetRate("ELE",$A5,2) | 1 | =PRODUCT(C5*E5,F5) | =G5
B |  | Electrical Fitting Discount | =GetValue("Discount ELE Fitting",3) | % | =SubTotal(G5:G5) | 1 | =PRODUCT(C6*E6,F6) | =G6
B |  |  | 1 | No | 0 | 1
B |  | Electrical General Discount | =GetValue("Discount ELE General",3) | % | =SubTotal(G7:G7) | 1 | =PRODUCT(C8*E8,F8) | =G8
B |  | Electrical Waste and Fixings | =GetValue("Waste 7.5%",3) | % | =SubTotal(G7:G8) | 1 | =PRODUCT(C9*E9,F9) | =G9
B | Electrician | Labour, ref A1 | 0.05 | hrs | =GetRate("LAB1",$A10,2) | 15 | =PRODUCT(C10*E10,F10) | =G10
B | Electrician | EV 20% labour for Commercial Cable Installation | 0.01 | hrs | =GetRate("LAB1",$A11,2) | 15 | =PRODUCT(C11*E11,F11) | =G11
B | Electrician | Labour, ref A4 | 0.25 | hrs | =GetRate("LAB1",$A12,2) | 1 | =PRODUCT(C12*E12,F12) | =G12
B | Electrician | Labour, ref A7 | 0.05 | hrs | =GetRate("LAB1",$A13,2) | 1 | =PRODUCT(C13*E13,F13) | =G13
B | Electrician | Labour, ref A10 | 0 | hrs | =GetRate("LAB1",$A14,2) | 1 | =PRODUCT(C14*E14,F14) | =G14
B |  | Margin | =GetValue("Builders margin",3) | % | =SubTotal(G1:G14) | 1 | =PRODUCT(C15*E15,F15) | =G15
I | T33.21.001 | Luminaires: Interior, Commercial | T33.21_ELE_Luminaires: Interior, Commercial
I | T33.21.004 | Rates include typical fittings, lamps, fixings and installation (not circuit wiring). | T33.21_ELE_Luminaires: Interior, Commercial
I | T33.21.007 | <b>Fluorescent Batten,</b> surface mounted, without diffuser | T33.21_ELE_Luminaires: Interior, Commercial
I | T33.21.010 | Single tube 18W | T33.21_ELE_Luminaires: Interior, Commercial | No
B | PHIL_TMS150118HFP | e-battenTM TMS150 1xTL-D18W HF-PCR | 1 | No | =GetRate("ELE",$A1,2) | 1 | =PRODUCT(C1*E1,F1) | =G1
B |  | Trade price for Philips lighting | =GetValue("Discount Trade NIL",3) | % | =SubTotal(G1:G1) | 1 | =PRODUCT(C2*E2,F2) | =G2
B |  | Electrical Waste and Fixings | =GetValue("Waste 7.5%",3) | % | =SubTotal(G1:G2) | 1 | =PRODUCT(C3*E3,F3) | =G3
B | Electrician | Labour to above item | 0.6 | hrs | =GetRate("LAB1",$A4,2) | 1 | =PRODUCT(C4*E4,F4) | =G4
B | PHIL_TLD18W830ALTO | 18W FLUORESCENT LAMP | 1 | No | =GetRate("ELE",$A5,2) | 1 | =PRODUCT(C5*E5,F5) | =G5
B |  | Trade price for Philips lighting | =GetValue("Discount Trade NIL",3) | % | =SubTotal(G5:G5) | 1 | =PRODUCT(C6*E6,F6) | =G6
B |  | Electrical Waste and Fixings | =GetValue("Waste 7.5%",3) | % | =SubTotal(G5:G6) | 1 | =PRODUCT(C7*E7,F7) | =G7
B | Electrician | Labour to above item | 0.05 | hrs | =GetRate("LAB1",$A8,2) | 1 | =PRODUCT(C8*E8,F8) | =G8
B |  | Margin | =GetValue("Builders margin",3) | % | =SubTotal(G1:G8) | 1 | =PRODUCT(C9*E9,F9) | =G9
I | T33.21.013 | Single tube 36W | T33.21_ELE_Luminaires: Interior, Commercial | No
B | PHIL_TMS150136HFP | e-battenTM TMS150 1xTL-D36W HF-P | 1 | No | =GetRate("ELE",$A1,2) | 1 | =PRODUCT(C1*E1,F1) | =G1
B |  | Trade price for Philips lighting | =GetValue("Discount Trade NIL",3) | % | =SubTotal(G1:G1) | 1 | =PRODUCT(C2*E2,F2) | =G2
B |  | Electrical Waste and Fixings | =GetValue("Waste 7.5%",3) | % | =SubTotal(G1:G2) | 1 | =PRODUCT(C3*E3,F3) | =G3
B | Electrician | Labour to above item | 0.6 | hrs | =GetRate("LAB1",$A4,2) | 1 | =PRODUCT(C4*E4,F4) | =G4
B | PHIL_TLD36W827ALTO | 36W FLUORESCENT LAMP | 1 | No | =GetRate("ELE",$A5,2) | 1 | =PRODUCT(C5*E5,F5) | =G5
B |  | Trade price for Philips lighting | =GetValue("Discount Trade NIL",3) | % | =SubTotal(G5:G5) | 1 | =PRODUCT(C6*E6,F6) | =G6
B |  | Electrical Waste and Fixings | =GetValue("Waste 7.5%",3) | % | =SubTotal(G5:G6) | 1 | =PRODUCT(C7*E7,F7) | =G7
B | Electrician | Labour to above item | 0.05 | hrs | =GetRate("LAB1",$A8,2) | 1 | =PRODUCT(C8*E8,F8) | =G8
B |  | Margin | =GetValue("Builders margin",3) | % | =SubTotal(G1:G8) | 1 | =PRODUCT(C9*E9,F9) | =G9
I | T33.21.016 | Single tube 58W | T33.21_ELE_Luminaires: Interior, Commercial | No
B | PHIL_TMS150158HFP | e-battenTM TMS150 1xTL-D58W HF-P | 1 | No | =GetRate("ELE",$A1,2) | 1 | =PRODUCT(C1*E1,F1) | =G1
B |  | Trade price for Philips lighting | =GetValue("Discount Trade NIL",3) | % | =SubTotal(G1:G1) | 1 | =PRODUCT(C2*E2,F2) | =G2
B |  | Electrical Waste and Fixings | =GetValue("Waste 7.5%",3) | % | =SubTotal(G1:G2) | 1 | =PRODUCT(C3*E3,F3) | =G3
B | Electrician | Labour to above item | 0.6 | hrs | =GetRate("LAB1",$A4,2) | 1 | =PRODUCT(C4*E4,F4) | =G4
B | PHIL_TLD58W840ALTO | 58W FLUORESCENT LAMP | 2 | No | =GetRate("ELE",$A5,2) | 1 | =PRODUCT(C5*E5,F5) | =G5
B |  | Trade price for Philips lighting | =GetValue("Discount Trade NIL",3) | % | =SubTotal(G5:G5) | 1 | =PRODUCT(C6*E6,F6) | =G6
B |  | Electrical Waste and Fixings | =GetValue("Waste 7.5%",3) | % | =SubTotal(G5:G6) | 1 | =PRODUCT(C7*E7,F7) | =G7
B | Electrician | Labour to above item | 0.05 | hrs | =GetRate("LAB1",$A8,2) | 2 | =PRODUCT(C8*E8,F8) | =G8
B |  | Margin | =GetValue("Builders margin",3) | % | =SubTotal(G1:G8) | 1 | =PRODUCT(C9*E9,F9) | =G9
I | T33.21.019 | Twin tube 18W | T33.21_ELE_Luminaires: Interior, Commercial | No
B | PHIL_TMS150218HFP | e-battenTM TMS150 2xTL-D18W HF-PCR | 1 | No | =GetRate("ELE",$A1,2) | 1 | =PRODUCT(C1*E1,F1) | =G1
B |  | Trade price for Philips lighting | =GetValue("Discount Trade NIL",3) | % | =SubTotal(G1:G1) | 1 | =PRODUCT(C2*E2,F2) | =G2
B |  | Electrical Waste and Fixings | =GetValue("Waste 7.5%",3) | % | =SubTotal(G1:G2) | 1 | =PRODUCT(C3*E3,F3) | =G3
B | Electrician | Labour to above item | 0.6 | hrs | =GetRate("LAB1",$A4,2) | 1 | =PRODUCT(C4*E4,F4) | =G4
B | PHIL_TLD18W830ALTO | 18W FLUORESCENT LAMP | 2 | No | =GetRate("ELE",$A5,2) | 1 | =PRODUCT(C5*E5,F5) | =G5
B |  | Trade price for Philips lighting | =GetValue("Discount Trade NIL",3) | % | =SubTotal(G5:G5) | 1 | =PRODUCT(C6*E6,F6) | =G6
B |  | Electrical Waste and Fixings | =GetValue("Waste 7.5%",3) | % | =SubTotal(G5:G6) | 1 | =PRODUCT(C7*E7,F7) | =G7
B | Electrician | Labour to above item | 0.05 | hrs | =GetRate("LAB1",$A8,2) | 2 | =PRODUCT(C8*E8,F8) | =G8
B |  | Margin | =GetValue("Builders margin",3) | % | =SubTotal(G1:G8) | 1 | =PRODUCT(C9*E9,F9) | =G9
I | T33.21.022 | Twin tube 36W | T33.21_ELE_Luminaires: Interior, Commercial | No
B | PHIL_TMS150236HFP | e-battenTM TMS150 2xTL-D36W HF-P | 1 | No | =GetRate("ELE",$A1,2) | 1 | =PRODUCT(C1*E1,F1) | =G1
B |  | Trade price for Philips lighting | =GetValue("Discount Trade NIL",3) | % | =SubTotal(G1:G1) | 1 | =PRODUCT(C2*E2,F2) | =G2
B |  | Electrical Waste and Fixings | =GetValue("Waste 7.5%",3) | % | =SubTotal(G1:G2) | 1 | =PRODUCT(C3*E3,F3) | =G3
B | Electrician | Labour to above item | 0.6 | hrs | =GetRate("LAB1",$A4,2) | 1 | =PRODUCT(C4*E4,F4) | =G4
B | PHIL_TLD36W827ALTO | 36W FLUORESCENT LAMP | 2 | No | =GetRate("ELE",$A5,2) | 1 | =PRODUCT(C5*E5,F5) | =G5
B |  | Trade price for Philips lighting | =GetValue("Discount Trade NIL",3) | % | =SubTotal(G5:G5) | 1 | =PRODUCT(C6*E6,F6) | =G6
B |  | Electrical Waste and Fixings | =GetValue("Waste 7.5%",3) | % | =SubTotal(G5:G6) | 1 | =PRODUCT(C7*E7,F7) | =G7
B | Electrician | Labour to above item | 0.05 | hrs | =GetRate("LAB1",$A8,2) | 2 | =PRODUCT(C8*E8,F8) | =G8
B |  | Margin | =GetValue("Builders margin",3) | % | =SubTotal(G1:G8) | 1 | =PRODUCT(C9*E9,F9) | =G9
I | T33.21.025 | Twin tube 58W | T33.21_ELE_Luminaires: Interior, Commercial | No
B | PHIL_TMS150258HFP | e-battenTM TMS150 2xTL-D58W HF-P | 1 | No | =GetRate("ELE",$A1,2) | 1 | =PRODUCT(C1*E1,F1) | =G1
B |  | Trade price for Philips lighting | =GetValue("Discount Trade NIL",3) | % | =SubTotal(G1:G1) | 1 | =PRODUCT(C2*E2,F2) | =G2
B |  | Electrical Waste and Fixings | =GetValue("Waste 7.5%",3) | % | =SubTotal(G1:G2) | 1 | =PRODUCT(C3*E3,F3) | =G3
B | Electrician | Labour to above item | 0.6 | hrs | =GetRate("LAB1",$A4,2) | 1 | =PRODUCT(C4*E4,F4) | =G4
B | PHIL_TLD58W840ALTO | 58W FLUORESCENT LAMP | 2 | No | =GetRate("ELE",$A5,2) | 1 | =PRODUCT(C5*E5,F5) | =G5
B |  | Trade price for Philips lighting | =GetValue("Discount Trade NIL",3) | % | =SubTotal(G5:G5) | 1 | =PRODUCT(C6*E6,F6) | =G6
B |  | Electrical Waste and Fixings | =GetValue("Waste 7.5%",3) | % | =SubTotal(G5:G6) | 1 | =PRODUCT(C7*E7,F7) | =G7
B | Electrician | Labour to above item | 0.05 | hrs | =GetRate("LAB1",$A8,2) | 2 | =PRODUCT(C8*E8,F8) | =G8
B |  | Margin | =GetValue("Builders margin",3) | % | =SubTotal(G1:G8) | 1 | =PRODUCT(C9*E9,F9) | =G9
I | T33.21.028 | <b>Add</b> for industrial type or asymmetric reflector to | T33.21_ELE_Luminaires: Interior, Commercial
I | T33.21.031 | Single batten | T33.21_ELE_Luminaires: Interior, Commercial | No
B | GMS150136RA | e-batten Reflector, Asymmetric GMS150136RA | 0 | No | =GetRate("ELE",$A1,2) | 1 | =PRODUCT(C1*E1,F1) | =G1
B |  | Trade price for Philips lighting | =GetValue("Discount Trade NIL",3) | % | =SubTotal(G1:G1) | 1 | =PRODUCT(C2*E2,F2) | =G2
B |  | Electrical Waste and Fixings | =GetValue("Waste 7.5%",3) | % | =SubTotal(G1:G2) | 1 | =PRODUCT(C3*E3,F3) | =G3
B | Electrician | Labour to above item | 0 | hrs | =GetRate("LAB1",$A4,2) | 0.5 | =PRODUCT(C4*E4,F4) | =G4
B | PHIL_GMS151128R | e-batten Reflector GMS151 1 28R | 1 | No | =GetRate("ELE",$A5,2) | 1 | =PRODUCT(C5*E5,F5) | =G5
B |  | Trade price for Philips lighting | =GetValue("Discount Trade NIL",3) | % | =SubTotal(G5:G5) | 1 | =PRODUCT(C6*E6,F6) | =G6
B |  | Electrical Waste and Fixings | =GetValue("Waste 7.5%",3) | % | =SubTotal(G5:G6) | 1 | =PRODUCT(C7*E7,F7) | =G7
B | Electrician | Labour to above item | 0.1 | hrs | =GetRate("LAB1",$A8,2) | 0.5 | =PRODUCT(C8*E8,F8) | =G8
B |  | Margin | =GetValue("Builders margin",3) | % | =SubTotal(G1:G8) | 1 | =PRODUCT(C9*E9,F9) | =G9
B |  | Average of prices for 2 sizes
I | T33.21.034 | Double batten | T33.21_ELE_Luminaires: Interior, Commercial | No
B | PHIL_GMS150236R | e-batten Reflector GMS150236R | 0.5 | No | =GetRate("ELE",$A1,2) | 1 | =PRODUCT(C1*E1,F1) | =G1
B |  | Trade price for Philips lighting | =GetValue("Discount Trade NIL",3) | % | =SubTotal(G1:G1) | 1 | =PRODUCT(C2*E2,F2) | =G2
B |  | Electrical Waste and Fixings | =GetValue("Waste 7.5%",3) | % | =SubTotal(G1:G2) | 1 | =PRODUCT(C3*E3,F3) | =G3
B | Electrician | Labour to above item | 0.1 | hrs | =GetRate("LAB1",$A4,2) | 0.5 | =PRODUCT(C4*E4,F4) | =G4
B | PHIL_GMS150258R | e-batten Reflector GMS150258R | 0.5 | No | =GetRate("ELE",$A5,2) | 1 | =PRODUCT(C5*E5,F5) | =G5
B |  | Trade price for Philips lighting | =GetValue("Discount Trade NIL",3) | % | =SubTotal(G5:G5) | 1 | =PRODUCT(C6*E6,F6) | =G6
B |  | Electrical Waste and Fixings | =GetValue("Waste 7.5%",3) | % | =SubTotal(G5:G6) | 1 | =PRODUCT(C7*E7,F7) | =G7
B | Electrician | Labour to above item | 0.1 | hrs | =GetRate("LAB1",$A8,2) | 0.5 | =PRODUCT(C8*E8,F8) | =G8
B |  | Margin | =GetValue("Builders margin",3) | % | =SubTotal(G1:G8) | 1 | =PRODUCT(C9*E9,F9) | =G9
B |  | Average of prices for 2 sizes
I | T33.21.037 | <b>Add</b> for wire guard to reflector | T33.21_ELE_Luminaires: Interior, Commercial | No
B | GMS150236WG | e-batten Wire Guard GMS150236P | 0 | No | =GetRate("ELE",$A1,2) | 1 | =PRODUCT(C1*E1,F1) | =G1
B |  | Trade price for Philips lighting | =GetValue("Discount Trade NIL",3) | % | =SubTotal(G1:G1) | 1 | =PRODUCT(C2*E2,F2) | =G2
B |  | Electrical Waste and Fixings | =GetValue("Waste 7.5%",3) | % | =SubTotal(G1:G2) | 1 | =PRODUCT(C3*E3,F3) | =G3
B | Electrician | Labour to above item | 0 | hrs | =GetRate("LAB1",$A4,2) | 0.5 | =PRODUCT(C4*E4,F4) | =G4
B | PHIL_GMS150258WG | e-batten Wire Guard GMS150258P | 1 | No | =GetRate("ELE",$A5,2) | 1 | =PRODUCT(C5*E5,F5) | =G5
B |  | Trade price for Philips lighting | =GetValue("Discount Trade NIL",3) | % | =SubTotal(G5:G5) | 1 | =PRODUCT(C6*E6,F6) | =G6
B |  | Electrical Waste and Fixings | =GetValue("Waste 7.5%",3) | % | =SubTotal(G5:G6) | 1 | =PRODUCT(C7*E7,F7) | =G7
B | Electrician | Labour to above item | 0.1 | hrs | =GetRate("LAB1",$A8,2) | 0.5 | =PRODUCT(C8*E8,F8) | =G8
B |  | Margin | =GetValue("Builders margin",3) | % | =SubTotal(G1:G8) | 1 | =PRODUCT(C9*E9,F9) | =G9
B |  | Average of prices for 2 sizes
I | T33.21.040 | <b>Fluorescent Luminaire, surface mounted</b> | T33.21_ELE_Luminaires: Interior, Commercial
I | T33.21.058 | Philips Modella TCS125 with TLD type lamp and opal acrylic diffuser | T33.21_ELE_Luminaires: Interior, Commercial
I | T33.21.061 | Twin 18W, TL-D lamps | T33.21_ELE_Luminaires: Interior, Commercial | No
B | PHIL_TCS125218O | TCS125 Modella Fluoro Fitting 2 X 18W TLD linear lamps | 1 | No | =GetRate("ELE",$A1,2) | 1 | =PRODUCT(C1*E1,F1) | =G1
B |  | Trade price for Philips lighting | =GetValue("Discount Trade NIL",3) | % | =SubTotal(G1:G1) | 1 | =PRODUCT(C2*E2,F2) | =G2
B |  | Electrical Waste and Fixings | =GetValue("Waste 7.5%",3) | % | =SubTotal(G1:G2) | 1 | =PRODUCT(C3*E3,F3) | =G3
B | Electrician | Labour to above item | 0.8 | hrs | =GetRate("LAB1",$A4,2) | 1 | =PRODUCT(C4*E4,F4) | =G4
B |  | Lamps and diffuser included in fitting - 2012 manual
B |  | Margin | =GetValue("Builders margin",3) | % | =SubTotal(G1:G5) | 1 | =PRODUCT(C6*E6,F6) | =G6
I | T33.21.064 | Twin 36W, TL-D lamps | T33.21_ELE_Luminaires: Interior, Commercial | No
B | PHIL_TCS125236O | TCS125 Modella Fluoro Fitting 2 X 36W TLD linear lamps | 1 | No | =GetRate("ELE",$A1,2) | 1 | =PRODUCT(C1*E1,F1) | =G1
B |  | Trade price for Philips lighting | =GetValue("Discount Trade NIL",3) | % | =SubTotal(G1:G1) | 1 | =PRODUCT(C2*E2,F2) | =G2
B |  | Electrical Waste and Fixings | =GetValue("Waste 7.5%",3) | % | =SubTotal(G1:G2) | 1 | =PRODUCT(C3*E3,F3) | =G3
B | Electrician | Labour to above item | 0.8 | hrs | =GetRate("LAB1",$A4,2) | 1 | =PRODUCT(C4*E4,F4) | =G4
B |  | Lamps and diffuser included in fitting - 2012 manual
B |  | Margin | =GetValue("Builders margin",3) | % | =SubTotal(G1:G5) | 1 | =PRODUCT(C6*E6,F6) | =G6
I | T33.21.067 | Twin 58W, TL-D lamps | T33.21_ELE_Luminaires: Interior, Commercial | No
B | PHIL_TCS125258O | TCS125 Modella Fluoro Fitting 2 X 58W TLD linear lamps | 1 | No | =GetRate("ELE",$A1,2) | 1 | =PRODUCT(C1*E1,F1) | =G1
B |  | Trade price for Philips lighting | =GetValue("Discount Trade NIL",3) | % | =SubTotal(G1:G1) | 1 | =PRODUCT(C2*E2,F2) | =G2
B |  | Electrical Waste and Fixings | =GetValue("Waste 7.5%",3) | % | =SubTotal(G1:G2) | 1 | =PRODUCT(C3*E3,F3) | =G3
B | Electrician | Labour to above item | 0.8 | hrs | =GetRate("LAB1",$A4,2) | 1 | =PRODUCT(C4*E4,F4) | =G4
B |  | Lamps and diffuser included in fitting - 2012 manual
B |  | Margin | =GetValue("Builders margin",3) | % | =SubTotal(G1:G5) | 1 | =PRODUCT(C6*E6,F6) | =G6
I | T33.21.068A | Twin 28W, TL-5 lamps | T33.21_ELE_Luminaires: Interior, Commercial | No
B | PHIL_TCS125228O840 | Modella TCS1 2xTL5-28W/840 HPF SH O | 1 | No | =GetRate("ELE",$A1,2) | 1 | =PRODUCT(C1*E1,F1) | =G1
B |  | Trade price for Philips lighting | =GetValue("Discount Trade NIL",3) | % | =SubTotal(G1:G1) | 1 | =PRODUCT(C2*E2,F2) | =G2
B |  | Electrical Waste and Fixings | =GetValue("Waste 7.5%",3) | % | =SubTotal(G1:G2) | 1 | =PRODUCT(C3*E3,F3) | =G3
B | Electrician | Labour to above item | 0.8 | hrs | =GetRate("LAB1",$A4,2) | 1 | =PRODUCT(C4*E4,F4) | =G4
B |  | Lamps and diffuser included in fitting - 2012 manual
B |  | Margin | =GetValue("Builders margin",3) | % | =SubTotal(G1:G5) | 1 | =PRODUCT(C6*E6,F6) | =G6
I | T33.21.068B | Twin 35W, TL-5 lamps | T33.21_ELE_Luminaires: Interior, Commercial | No
B | PHIL_TCS125235O840 | Modella TCS1 2xTL5-35W/840 HPF SH O | 1 | No | =GetRate("ELE",$A1,2) | 1 | =PRODUCT(C1*E1,F1) | =G1
B |  | Trade price for Philips lighting | =GetValue("Discount Trade NIL",3) | % | =SubTotal(G1:G1) | 1 | =PRODUCT(C2*E2,F2) | =G2
B |  | Electrical Waste and Fixings | =GetValue("Waste 7.5%",3) | % | =SubTotal(G1:G2) | 1 | =PRODUCT(C3*E3,F3) | =G3
B | Electrician | Labour to above item | 0.8 | hrs | =GetRate("LAB1",$A4,2) | 1 | =PRODUCT(C4*E4,F4) | =G4
B |  | Lamps and diffuser included in fitting - 2012 manual
B |  | Margin | =GetValue("Builders margin",3) | % | =SubTotal(G1:G5) | 1 | =PRODUCT(C6*E6,F6) | =G6
I | T33.21.068C | Twin 49W, TL-5 lamps | T33.21_ELE_Luminaires: Interior, Commercial | No
B | PHIL_TCS125249O840 | Modella TCS1 2xTL5-49W/840 HPF SH O | 1 | No | =GetRate("ELE",$A1,2) | 1 | =PRODUCT(C1*E1,F1) | =G1
B |  | Trade price for Philips lighting | =GetValue("Discount Trade NIL",3) | % | =SubTotal(G1:G1) | 1 | =PRODUCT(C2*E2,F2) | =G2
B |  | Electrical Waste and Fixings | =GetValue("Waste 7.5%",3) | % | =SubTotal(G1:G2) | 1 | =PRODUCT(C3*E3,F3) | =G3
B | Electrician | Labour to above item | 0.8 | hrs | =GetRate("LAB1",$A4,2) | 1 | =PRODUCT(C4*E4,F4) | =G4
B |  | Lamps and diffuser included in fitting - 2012 manual
B |  | Margin | =GetValue("Builders margin",3) | % | =SubTotal(G1:G5) | 1 | =PRODUCT(C6*E6,F6) | =G6
I | T33.21.068D | Twin 54W, TL-5 lamps | T33.21_ELE_Luminaires: Interior, Commercial | No
B | PHIL_TCS125254O840 | Modella TCS1 2xTL5-54W/840 HPF SH O | 1 | No | =GetRate("ELE",$A1,2) | 1 | =PRODUCT(C1*E1,F1) | =G1
B |  | Trade price for Philips lighting | =GetValue("Discount Trade NIL",3) | % | =SubTotal(G1:G1) | 1 | =PRODUCT(C2*E2,F2) | =G2
B |  | Electrical Waste and Fixings | =GetValue("Waste 7.5%",3) | % | =SubTotal(G1:G2) | 1 | =PRODUCT(C3*E3,F3) | =G3
B | Electrician | Labour to above item | 0.8 | hrs | =GetRate("LAB1",$A4,2) | 1 | =PRODUCT(C4*E4,F4) | =G4
B |  | Lamps and diffuser included in fitting - 2012 manual
B |  | Margin | =GetValue("Builders margin",3) | % | =SubTotal(G1:G5) | 1 | =PRODUCT(C6*E6,F6) | =G6
I | T33.21.070 | Philips Centura with TLD type lamp and aluminium louvre | T33.21_ELE_Luminaires: Interior, Commercial
I | T33.21.073 | Single 36W | T33.21_ELE_Luminaires: Interior, Commercial | No
B | PHIL_TCS098136E | Centura HF_B Fluoro Fitting 1x36W Aluminium louvre | 1 | No | =GetRate("ELE",$A1,2) | 1 | =PRODUCT(C1*E1,F1) | =G1
B |  | Trade price for Philips lighting | =GetValue("Discount Trade NIL",3) | % | =SubTotal(G1:G1) | 1 | =PRODUCT(C2*E2,F2) | =G2
B |  | Electrical Waste and Fixings | =GetValue("Waste 7.5%",3) | % | =SubTotal(G1:G2) | 1 | =PRODUCT(C3*E3,F3) | =G3
B | Electrician | Labour to above item | 0.7 | hrs | =GetRate("LAB1",$A4,2) | 1 | =PRODUCT(C4*E4,F4) | =G4
B | PHIL_TLD36W827ALTO | 36W FLUORESCENT LAMP | 1 | No | =GetRate("ELE",$A5,2) | 1 | =PRODUCT(C5*E5,F5) | =G5
B |  | Trade price for Philips lighting | =GetValue("Discount Trade NIL",3) | % | =SubTotal(G5:G5) | 1 | =PRODUCT(C6*E6,F6) | =G6
B |  | Electrical Waste and Fixings | =GetValue("Waste 7.5%",3) | % | =SubTotal(G5:G6) | 1 | =PRODUCT(C7*E7,F7) | =G7
B | Electrician | Labour to above item | 0.05 | hrs | =GetRate("LAB1",$A8,2) | 1 | =PRODUCT(C8*E8,F8) | =G8
B |  | Margin | =GetValue("Builders margin",3) | % | =SubTotal(G1:G8) | 1 | =PRODUCT(C9*E9,F9) | =G9
I | T33.21.076 | Twin 36W | T33.21_ELE_Luminaires: Interior, Commercial | No
B | PHIL_TCS098236E | Centura HF_B Fluoro Fitting 2x36W Aluminium louvre | 1 | No | =GetRate("ELE",$A1,2) | 1 | =PRODUCT(C1*E1,F1) | =G1
B |  | Trade price for Philips lighting | =GetValue("Discount Trade NIL",3) | % | =SubTotal(G1:G1) | 1 | =PRODUCT(C2*E2,F2) | =G2
B |  | Electrical Waste and Fixings | =GetValue("Waste 7.5%",3) | % | =SubTotal(G1:G2) | 1 | =PRODUCT(C3*E3,F3) | =G3
B | Electrician | Labour to above item | 0.7 | hrs | =GetRate("LAB1",$A4,2) | 1 | =PRODUCT(C4*E4,F4) | =G4
B | PHIL_TLD36W827ALTO | 36W FLUORESCENT LAMP | 2 | No | =GetRate("ELE",$A5,2) | 1 | =PRODUCT(C5*E5,F5) | =G5
B |  | Trade price for Philips lighting | =GetValue("Discount Trade NIL",3) | % | =SubTotal(G5:G5) | 1 | =PRODUCT(C6*E6,F6) | =G6
B |  | Electrical Waste and Fixings | =GetValue("Waste 7.5%",3) | % | =SubTotal(G5:G6) | 1 | =PRODUCT(C7*E7,F7) | =G7
B | Electrician | Labour to above item | 0.05 | hrs | =GetRate("LAB1",$A8,2) | 2 | =PRODUCT(C8*E8,F8) | =G8
B |  | Margin | =GetValue("Builders margin",3) | % | =SubTotal(G1:G8) | 1 | =PRODUCT(C9*E9,F9) | =G9
I | T33.21.080 | Twin 58W | T33.21_ELE_Luminaires: Interior, Commercial | No
B | PHIL_TCS098258E | Centura TCS160 HF_B Fluoro Fitting 2x58W Aluminium louvre | 1 | No | =GetRate("ELE",$A1,2) | 1 | =PRODUCT(C1*E1,F1) | =G1
B |  | Trade price for Philips lighting | =GetValue("Discount Trade NIL",3) | % | =SubTotal(G1:G1) | 1 | =PRODUCT(C2*E2,F2) | =G2
B |  | Electrical Waste and Fixings | =GetValue("Waste 7.5%",3) | % | =SubTotal(G1:G2) | 1 | =PRODUCT(C3*E3,F3) | =G3
B | Electrician | Labour to above item | 0.7 | hrs | =GetRate("LAB1",$A4,2) | 1 | =PRODUCT(C4*E4,F4) | =G4
B | PHIL_TLD58W840ALTO | 58W FLUORESCENT LAMP | 2 | No | =GetRate("ELE",$A5,2) | 1 | =PRODUCT(C5*E5,F5) | =G5
B |  | Trade price for Philips lighting | =GetValue("Discount Trade NIL",3) | % | =SubTotal(G5:G5) | 1 | =PRODUCT(C6*E6,F6) | =G6
B |  | Electrical Waste and Fixings | =GetValue("Waste 7.5%",3) | % | =SubTotal(G5:G6) | 1 | =PRODUCT(C7*E7,F7) | =G7
B | Electrician | Labour to above item | 0.05 | hrs | =GetRate("LAB1",$A8,2) | 2 | =PRODUCT(C8*E8,F8) | =G8
B |  | Margin | =GetValue("Builders margin",3) | % | =SubTotal(G1:G8) | 1 | =PRODUCT(C9*E9,F9) | =G9
I | T33.21.082 | Twin 58W, NiCad emergency, maintained | T33.21_ELE_Luminaires: Interior, Commercial | No
B | PHIL_TCS098258E | Centura HF_B Fluoro Fitting 2x58W Aluminium louvre | 1 | No | =GetRate("ELE",$A1,2) | 1 | =PRODUCT(C1*E1,F1) | =G1
B |  | Trade price for Philips lighting | =GetValue("Discount Trade NIL",3) | % | =SubTotal(G1:G1) | 1 | =PRODUCT(C2*E2,F2) | =G2
B |  | Electrical Waste and Fixings | =GetValue("Waste 7.5%",3) | % | =SubTotal(G1:G2) | 1 | =PRODUCT(C3*E3,F3) | =G3
B | Electrician | Labour to above item | 0.6 | hrs | =GetRate("LAB1",$A4,2) | 1 | =PRODUCT(C4*E4,F4) | =G4
B | PHIL_TLD58W840ALTO | 58W FLUORESCENT LAMP | 2 | No | =GetRate("ELE",$A5,2) | 1 | =PRODUCT(C5*E5,F5) | =G5
B |  | Trade price for Philips lighting | =GetValue("Discount Trade NIL",3) | % | =SubTotal(G5:G5) | 1 | =PRODUCT(C6*E6,F6) | =G6
B |  | Electrical Waste and Fixings | =GetValue("Waste 7.5%",3) | % | =SubTotal(G5:G6) | 1 | =PRODUCT(C7*E7,F7) | =G7
B | Electrician | Labour to above item | 0.05 | hrs | =GetRate("LAB1",$A8,2) | 2 | =PRODUCT(C8*E8,F8) | =G8
B |  | Margin | =GetValue("Builders margin",3) | % | =SubTotal(G1:G8) | 1 | =PRODUCT(C9*E9,F9) | =G9
I | T33.21.083 | Philips Pacific TCW216, waterproof, polycarbonate diffuser | T33.21_ELE_Luminaires: Interior, Commercial | No
I | T33.21.083A | Single 36W, TL-D lamps | T33.21_ELE_Luminaires: Interior, Commercial | No
B | PHIL_TCW216136E | Pacific waterproof TCW216 1XTL-D36W HFP FU SI | 1 | No | =GetRate("ELE",$A1,2) | 1 | =PRODUCT(C1*E1,F1) | =G1
B |  | Trade price for Philips lighting | =GetValue("Discount Trade NIL",3) | % | =SubTotal(G1:G1) | 1 | =PRODUCT(C2*E2,F2) | =G2
B |  | Electrical Waste and Fixings | =GetValue("Waste 7.5%",3) | % | =SubTotal(G1:G2) | 1 | =PRODUCT(C3*E3,F3) | =G3
B | Electrician | Labour to above item | 0.65 | hrs | =GetRate("LAB1",$A4,2) | 1 | =PRODUCT(C4*E4,F4) | =G4
B | PHIL_GCW216136 | Pacific waterproof polycarbonate cover GCW216 1 36 | 1 | No | =GetRate("ELE",$A5,2) | 1 | =PRODUCT(C5*E5,F5) | =G5
B |  | Trade price for Philips lighting | =GetValue("Discount Trade NIL",3) | % | =SubTotal(G5:G5) | 1 | =PRODUCT(C6*E6,F6) | =G6
B |  | Electrical Waste and Fixings | =GetValue("Waste 7.5%",3) | % | =SubTotal(G5:G6) | 1 | =PRODUCT(C7*E7,F7) | =G7
B | Electrician | Labour to above item | 0.05 | hrs | =GetRate("LAB1",$A8,2) | 1 | =PRODUCT(C8*E8,F8) | =G8
B | PHIL_TLD36W827ALTO | 36W FLUORESCENT LAMP | 1 | No | =GetRate("ELE",$A9,2) | 1 | =PRODUCT(C9*E9,F9) | =G9
B |  | Trade price for Philips lighting | =GetValue("Discount Trade NIL",3) | % | =SubTotal(G9:G9) | 1 | =PRODUCT(C10*E10,F10) | =G10
B |  | Electrical Waste and Fixings | =GetValue("Waste 7.5%",3) | % | =SubTotal(G9:G10) | 1 | =PRODUCT(C11*E11,F11) | =G11
B | Electrician | Labour to above item | 0.05 | hrs | =GetRate("LAB1",$A12,2) | 1 | =PRODUCT(C12*E12,F12) | =G12
B |  | Margin | =GetValue("Builders margin",3) | % | =SubTotal(G1:G12) | 1 | =PRODUCT(C13*E13,F13) | =G13
I | T33.21.083B | Single 58W, TL-D lamps | T33.21_ELE_Luminaires: Interior, Commercial | No
B | PHIL_TCW216158E | Pacific waterproof TCW216 1XTL-D58W HFP FU SI | 1 | No | =GetRate("ELE",$A1,2) | 1 | =PRODUCT(C1*E1,F1) | =G1
B |  | Trade price for Philips lighting | =GetValue("Discount Trade NIL",3) | % | =SubTotal(G1:G1) | 1 | =PRODUCT(C2*E2,F2) | =G2
B |  | Electrical Waste and Fixings | =GetValue("Waste 7.5%",3) | % | =SubTotal(G1:G2) | 1 | =PRODUCT(C3*E3,F3) | =G3
B | Electrician | Labour to above item | 0.65 | hrs | =GetRate("LAB1",$A4,2) | 1 | =PRODUCT(C4*E4,F4) | =G4
B | PHIL_GCW216158 | Pacific waterproof polycarbonate cover GCW216 1 58 | 1 | No | =GetRate("ELE",$A5,2) | 1 | =PRODUCT(C5*E5,F5) | =G5
B |  | Trade price for Philips lighting | =GetValue("Discount Trade NIL",3) | % | =SubTotal(G5:G5) | 1 | =PRODUCT(C6*E6,F6) | =G6
B |  | Electrical Waste and Fixings | =GetValue("Waste 7.5%",3) | % | =SubTotal(G5:G6) | 1 | =PRODUCT(C7*E7,F7) | =G7
B | Electrician | Labour to above item | 0.05 | hrs | =GetRate("LAB1",$A8,2) | 1 | =PRODUCT(C8*E8,F8) | =G8
B | PHIL_TLD58W840ALTO | 58W FLUORESCENT LAMP | 1 | No | =GetRate("ELE",$A9,2) | 1 | =PRODUCT(C9*E9,F9) | =G9
B |  | Trade price for Philips lighting | =GetValue("Discount Trade NIL",3) | % | =SubTotal(G9:G9) | 1 | =PRODUCT(C10*E10,F10) | =G10
B |  | Electrical Waste and Fixings | =GetValue("Waste 7.5%",3) | % | =SubTotal(G9:G10) | 1 | =PRODUCT(C11*E11,F11) | =G11
B | Electrician | Labour to above item | 0.05 | hrs | =GetRate("LAB1",$A12,2) | 1 | =PRODUCT(C12*E12,F12) | =G12
B |  | Margin | =GetValue("Builders margin",3) | % | =SubTotal(G1:G12) | 1 | =PRODUCT(C13*E13,F13) | =G13
I | T33.21.083C | Twin 18W, TL-D lamps | T33.21_ELE_Luminaires: Interior, Commercial | No
B | PHIL_TCW216218E | Pacific waterproof TCW216 2XTL-D18W HFP PI IT | 1 | No | =GetRate("ELE",$A1,2) | 1 | =PRODUCT(C1*E1,F1) | =G1
B |  | Trade price for Philips lighting | =GetValue("Discount Trade NIL",3) | % | =SubTotal(G1:G1) | 1 | =PRODUCT(C2*E2,F2) | =G2
B |  | Electrical Waste and Fixings | =GetValue("Waste 7.5%",3) | % | =SubTotal(G1:G2) | 1 | =PRODUCT(C3*E3,F3) | =G3
B | Electrician | Labour to above item | 0.65 | hrs | =GetRate("LAB1",$A4,2) | 1 | =PRODUCT(C4*E4,F4) | =G4
B | PHIL_GCW216218 | Pacific waterproof polycarbonate cover GCW216 2 18 | 1 | No | =GetRate("ELE",$A5,2) | 1 | =PRODUCT(C5*E5,F5) | =G5
B |  | Trade price for Philips lighting | =GetValue("Discount Trade NIL",3) | % | =SubTotal(G5:G5) | 1 | =PRODUCT(C6*E6,F6) | =G6
B |  | Electrical Waste and Fixings | =GetValue("Waste 7.5%",3) | % | =SubTotal(G5:G6) | 1 | =PRODUCT(C7*E7,F7) | =G7
B | Electrician | Labour to above item | 0.05 | hrs | =GetRate("LAB1",$A8,2) | 1 | =PRODUCT(C8*E8,F8) | =G8
B | PHIL_TLD18W830ALTO | 18W FLUORESCENT LAMP | 2 | No | =GetRate("ELE",$A9,2) | 1 | =PRODUCT(C9*E9,F9) | =G9
B |  | Trade price for Philips lighting | =GetValue("Discount Trade NIL",3) | % | =SubTotal(G9:G9) | 1 | =PRODUCT(C10*E10,F10) | =G10
B |  | Electrical Waste and Fixings | =GetValue("Waste 7.5%",3) | % | =SubTotal(G9:G10) | 1 | =PRODUCT(C11*E11,F11) | =G11
B | Electrician | Labour to above item | 0.05 | hrs | =GetRate("LAB1",$A12,2) | 2 | =PRODUCT(C12*E12,F12) | =G12
B |  | Margin | =GetValue("Builders margin",3) | % | =SubTotal(G1:G12) | 1 | =PRODUCT(C13*E13,F13) | =G13
I | T33.21.083D | Twin 36W, TL-D lamps | T33.21_ELE_Luminaires: Interior, Commercial | No
B | PHIL_TCW216236E | Pacific waterproof TCW216 2XTL-D36W HFP FU SI | 1 | No | =GetRate("ELE",$A1,2) | 1 | =PRODUCT(C1*E1,F1) | =G1
B |  | Trade price for Philips lighting | =GetValue("Discount Trade NIL",3) | % | =SubTotal(G1:G1) | 1 | =PRODUCT(C2*E2,F2) | =G2
B |  | Electrical Waste and Fixings | =GetValue("Waste 7.5%",3) | % | =SubTotal(G1:G2) | 1 | =PRODUCT(C3*E3,F3) | =G3
B | Electrician | Labour to above item | 0.65 | hrs | =GetRate("LAB1",$A4,2) | 1 | =PRODUCT(C4*E4,F4) | =G4
B | PHIL_GCW216236 | Pacific waterproof polycarbonate cover GCW216 2 36 | 1 | No | =GetRate("ELE",$A5,2) | 1 | =PRODUCT(C5*E5,F5) | =G5
B |  | Trade price for Philips lighting | =GetValue("Discount Trade NIL",3) | % | =SubTotal(G5:G5) | 1 | =PRODUCT(C6*E6,F6) | =G6
B |  | Electrical Waste and Fixings | =GetValue("Waste 7.5%",3) | % | =SubTotal(G5:G6) | 1 | =PRODUCT(C7*E7,F7) | =G7
B | Electrician | Labour to above item | 0.05 | hrs | =GetRate("LAB1",$A8,2) | 1 | =PRODUCT(C8*E8,F8) | =G8
B | PHIL_TLD36W827ALTO | 36W FLUORESCENT LAMP | 2 | No | =GetRate("ELE",$A9,2) | 1 | =PRODUCT(C9*E9,F9) | =G9
B |  | Trade price for Philips lighting | =GetValue("Discount Trade NIL",3) | % | =SubTotal(G9:G9) | 1 | =PRODUCT(C10*E10,F10) | =G10
B |  | Electrical Waste and Fixings | =GetValue("Waste 7.5%",3) | % | =SubTotal(G9:G10) | 1 | =PRODUCT(C11*E11,F11) | =G11
B | Electrician | Labour to above item | 0.05 | hrs | =GetRate("LAB1",$A12,2) | 2 | =PRODUCT(C12*E12,F12) | =G12
B |  | Margin | =GetValue("Builders margin",3) | % | =SubTotal(G1:G12) | 1 | =PRODUCT(C13*E13,F13) | =G13
I | T33.21.083E | Twin 58W, TL-D lamps | T33.21_ELE_Luminaires: Interior, Commercial | No
B | PHIL_TCW216258E | Pacific waterproof TCW216 2XTL-D58W HFP FU SI | 1 | No | =GetRate("ELE",$A1,2) | 1 | =PRODUCT(C1*E1,F1) | =G1
B |  | Trade price for Philips lighting | =GetValue("Discount Trade NIL",3) | % | =SubTotal(G1:G1) | 1 | =PRODUCT(C2*E2,F2) | =G2
B |  | Electrical Waste and Fixings | =GetValue("Waste 7.5%",3) | % | =SubTotal(G1:G2) | 1 | =PRODUCT(C3*E3,F3) | =G3
B | Electrician | Labour to above item | 0.65 | hrs | =GetRate("LAB1",$A4,2) | 1 | =PRODUCT(C4*E4,F4) | =G4
B | PHIL_GCW216258 | Pacific waterproof polycarbonate cover GCW216 2 58 | 1 | No | =GetRate("ELE",$A5,2) | 1 | =PRODUCT(C5*E5,F5) | =G5
B |  | Trade price for Philips lighting | =GetValue("Discount Trade NIL",3) | % | =SubTotal(G5:G5) | 1 | =PRODUCT(C6*E6,F6) | =G6
B |  | Electrical Waste and Fixings | =GetValue("Waste 7.5%",3) | % | =SubTotal(G5:G6) | 1 | =PRODUCT(C7*E7,F7) | =G7
B | Electrician | Labour to above item | 0.05 | hrs | =GetRate("LAB1",$A8,2) | 1 | =PRODUCT(C8*E8,F8) | =G8
B | PHIL_TLD58W840ALTO | 58W FLUORESCENT LAMP | 2 | No | =GetRate("ELE",$A9,2) | 1 | =PRODUCT(C9*E9,F9) | =G9
B |  | Trade price for Philips lighting | =GetValue("Discount Trade NIL",3) | % | =SubTotal(G9:G9) | 1 | =PRODUCT(C10*E10,F10) | =G10
B |  | Electrical Waste and Fixings | =GetValue("Waste 7.5%",3) | % | =SubTotal(G9:G10) | 1 | =PRODUCT(C11*E11,F11) | =G11
B | Electrician | Labour to above item | 0.05 | hrs | =GetRate("LAB1",$A12,2) | 2 | =PRODUCT(C12*E12,F12) | =G12
B |  | Margin | =GetValue("Builders margin",3) | % | =SubTotal(G1:G12) | 1 | =PRODUCT(C13*E13,F13) | =G13
I | T33.21.083F | Twin 58W, TL-D lamps, emergency maintained | T33.21_ELE_Luminaires: Interior, Commercial | No
B | PHIL_TCW216258EM | Pacific waterproof TCW216 2XTLD-58W FU Emerg main | 1 | No | =GetRate("ELE",$A1,2) | 1 | =PRODUCT(C1*E1,F1) | =G1
B |  | Trade price for Philips lighting | =GetValue("Discount Trade NIL",3) | % | =SubTotal(G1:G1) | 1 | =PRODUCT(C2*E2,F2) | =G2
B |  | Electrical Waste and Fixings | =GetValue("Waste 7.5%",3) | % | =SubTotal(G1:G2) | 1 | =PRODUCT(C3*E3,F3) | =G3
B | Electrician | Labour to above item | 0.65 | hrs | =GetRate("LAB1",$A4,2) | 1 | =PRODUCT(C4*E4,F4) | =G4
B | PHIL_GCW216258 | Pacific waterproof polycarbonate cover GCW216 2 58 | 1 | No | =GetRate("ELE",$A5,2) | 1 | =PRODUCT(C5*E5,F5) | =G5
B |  | Trade price for Philips lighting | =GetValue("Discount Trade NIL",3) | % | =SubTotal(G5:G5) | 1 | =PRODUCT(C6*E6,F6) | =G6
B |  | Electrical Waste and Fixings | =GetValue("Waste 7.5%",3) | % | =SubTotal(G5:G6) | 1 | =PRODUCT(C7*E7,F7) | =G7
B | Electrician | Labour to above item | 0.05 | hrs | =GetRate("LAB1",$A8,2) | 1 | =PRODUCT(C8*E8,F8) | =G8
B | PHIL_TLD58W840ALTO | 58W FLUORESCENT LAMP | 2 | No | =GetRate("ELE",$A9,2) | 1 | =PRODUCT(C9*E9,F9) | =G9
B |  | Trade price for Philips lighting | =GetValue("Discount Trade NIL",3) | % | =SubTotal(G9:G9) | 1 | =PRODUCT(C10*E10,F10) | =G10
B |  | Electrical Waste and Fixings | =GetValue("Waste 7.5%",3) | % | =SubTotal(G9:G10) | 1 | =PRODUCT(C11*E11,F11) | =G11
B | Electrician | Labour to above item | 0.05 | hrs | =GetRate("LAB1",$A12,2) | 2 | =PRODUCT(C12*E12,F12) | =G12
B |  | Margin | =GetValue("Builders margin",3) | % | =SubTotal(G1:G12) | 1 | =PRODUCT(C13*E13,F13) | =G13
I | T33.21.083G | Twin 28W, TL-5 lamps | T33.21_ELE_Luminaires: Interior, Commercial | No
B | PHIL_TCW216228E | Pacific waterproof TCW216 2XTL5-28W HFP PI | 1 | No | =GetRate("ELE",$A1,2) | 1 | =PRODUCT(C1*E1,F1) | =G1
B |  | Trade price for Philips lighting | =GetValue("Discount Trade NIL",3) | % | =SubTotal(G1:G1) | 1 | =PRODUCT(C2*E2,F2) | =G2
B |  | Electrical Waste and Fixings | =GetValue("Waste 7.5%",3) | % | =SubTotal(G1:G2) | 1 | =PRODUCT(C3*E3,F3) | =G3
B | Electrician | Labour to above item | 0.65 | hrs | =GetRate("LAB1",$A4,2) | 1 | =PRODUCT(C4*E4,F4) | =G4
B | PHIL_GCW216218 | Pacific waterproof polycarbonate cover GCW216 2 18 | 1 | No | =GetRate("ELE",$A5,2) | 1 | =PRODUCT(C5*E5,F5) | =G5
B |  | Trade price for Philips lighting | =GetValue("Discount Trade NIL",3) | % | =SubTotal(G5:G5) | 1 | =PRODUCT(C6*E6,F6) | =G6
B |  | Electrical Waste and Fixings | =GetValue("Waste 7.5%",3) | % | =SubTotal(G5:G6) | 1 | =PRODUCT(C7*E7,F7) | =G7
B | Electrician | Labour to above item | 0.05 | hrs | =GetRate("LAB1",$A8,2) | 1 | =PRODUCT(C8*E8,F8) | =G8
B | PHIL_TL528830 | TL5 Tubular Fluorescent Lamp 28W Warm or Cool White | 2 | No | =GetRate("ELE",$A9,2) | 1 | =PRODUCT(C9*E9,F9) | =G9
B |  | Trade price for Philips lighting | =GetValue("Discount Trade NIL",3) | % | =SubTotal(G9:G9) | 1 | =PRODUCT(C10*E10,F10) | =G10
B |  | Electrical Waste and Fixings | =GetValue("Waste 7.5%",3) | % | =SubTotal(G9:G10) | 1 | =PRODUCT(C11*E11,F11) | =G11
B | Electrician | Labour to above item | 0.05 | hrs | =GetRate("LAB1",$A12,2) | 2 | =PRODUCT(C12*E12,F12) | =G12
B |  | Margin | =GetValue("Builders margin",3) | % | =SubTotal(G1:G12) | 1 | =PRODUCT(C13*E13,F13) | =G13
I | T33.21.083H | Twin 35W, TL-5 lamps | T33.21_ELE_Luminaires: Interior, Commercial | No
B | PHIL_TCW216235E | Pacific waterproof TCW216 2XTL5-35W HFP PI | 1 | No | =GetRate("ELE",$A1,2) | 1 | =PRODUCT(C1*E1,F1) | =G1
B |  | Trade price for Philips lighting | =GetValue("Discount Trade NIL",3) | % | =SubTotal(G1:G1) | 1 | =PRODUCT(C2*E2,F2) | =G2
B |  | Electrical Waste and Fixings | =GetValue("Waste 7.5%",3) | % | =SubTotal(G1:G2) | 1 | =PRODUCT(C3*E3,F3) | =G3
B | Electrician | Labour to above item | 0.65 | hrs | =GetRate("LAB1",$A4,2) | 1 | =PRODUCT(C4*E4,F4) | =G4
B | PHIL_GCW216236 | Pacific waterproof polycarbonate cover GCW216 2 36 | 1 | No | =GetRate("ELE",$A5,2) | 1 | =PRODUCT(C5*E5,F5) | =G5
B |  | Trade price for Philips lighting | =GetValue("Discount Trade NIL",3) | % | =SubTotal(G5:G5) | 1 | =PRODUCT(C6*E6,F6) | =G6
B |  | Electrical Waste and Fixings | =GetValue("Waste 7.5%",3) | % | =SubTotal(G5:G6) | 1 | =PRODUCT(C7*E7,F7) | =G7
B | Electrician | Labour to above item | 0.05 | hrs | =GetRate("LAB1",$A8,2) | 1 | =PRODUCT(C8*E8,F8) | =G8
B | PHIL_TL535840 | TL5 Tubular Fluorescent Lamp 35W Warm or Cool White | 2 | No | =GetRate("ELE",$A9,2) | 1 | =PRODUCT(C9*E9,F9) | =G9
B |  | Trade price for Philips lighting | =GetValue("Discount Trade NIL",3) | % | =SubTotal(G9:G9) | 1 | =PRODUCT(C10*E10,F10) | =G10
B |  | Electrical Waste and Fixings | =GetValue("Waste 7.5%",3) | % | =SubTotal(G9:G10) | 1 | =PRODUCT(C11*E11,F11) | =G11
B | Electrician | Labour to above item | 0.05 | hrs | =GetRate("LAB1",$A12,2) | 2 | =PRODUCT(C12*E12,F12) | =G12
B |  | Margin | =GetValue("Builders margin",3) | % | =SubTotal(G1:G12) | 1 | =PRODUCT(C13*E13,F13) | =G13
I | T33.21.083I | Twin 49W, TL-5 lamps | T33.21_ELE_Luminaires: Interior, Commercial | No
B | PHIL_TCW216249E | Pacific waterproof TCW216 2XTL5-49W HFP PI | 1 | No | =GetRate("ELE",$A1,2) | 1 | =PRODUCT(C1*E1,F1) | =G1
B |  | Trade price for Philips lighting | =GetValue("Discount Trade NIL",3) | % | =SubTotal(G1:G1) | 1 | =PRODUCT(C2*E2,F2) | =G2
B |  | Electrical Waste and Fixings | =GetValue("Waste 7.5%",3) | % | =SubTotal(G1:G2) | 1 | =PRODUCT(C3*E3,F3) | =G3
B | Electrician | Labour to above item | 0.65 | hrs | =GetRate("LAB1",$A4,2) | 1 | =PRODUCT(C4*E4,F4) | =G4
B | PHIL_GCW216258 | Pacific waterproof polycarbonate cover GCW216 2 58 | 1 | No | =GetRate("ELE",$A5,2) | 1 | =PRODUCT(C5*E5,F5) | =G5
B |  | Trade price for Philips lighting | =GetValue("Discount Trade NIL",3) | % | =SubTotal(G5:G5) | 1 | =PRODUCT(C6*E6,F6) | =G6
B |  | Electrical Waste and Fixings | =GetValue("Waste 7.5%",3) | % | =SubTotal(G5:G6) | 1 | =PRODUCT(C7*E7,F7) | =G7
B | Electrician | Labour to above item | 0.05 | hrs | =GetRate("LAB1",$A8,2) | 1 | =PRODUCT(C8*E8,F8) | =G8
B | PHIL_TL549840 | TL5 Tubular Fluorescent Lamp 49W Warm or Cool White | 2 | No | =GetRate("ELE",$A9,2) | 1 | =PRODUCT(C9*E9,F9) | =G9
B |  | Trade price for Philips lighting | =GetValue("Discount Trade NIL",3) | % | =SubTotal(G9:G9) | 1 | =PRODUCT(C10*E10,F10) | =G10
B |  | Electrical Waste and Fixings | =GetValue("Waste 7.5%",3) | % | =SubTotal(G9:G10) | 1 | =PRODUCT(C11*E11,F11) | =G11
B | Electrician | Labour to above item | 0.05 | hrs | =GetRate("LAB1",$A12,2) | 2 | =PRODUCT(C12*E12,F12) | =G12
B |  | Margin | =GetValue("Builders margin",3) | % | =SubTotal(G1:G12) | 1 | =PRODUCT(C13*E13,F13) | =G13
I | T33.21.083J | Twin 54W, TL-5 lamps | T33.21_ELE_Luminaires: Interior, Commercial | No
B | PHIL_TCW216254E | Pacific waterproof TCW216 2XTL5-54W HFP PI | 1 | No | =GetRate("ELE",$A1,2) | 1 | =PRODUCT(C1*E1,F1) | =G1
B |  | Trade price for Philips lighting | =GetValue("Discount Trade NIL",3) | % | =SubTotal(G1:G1) | 1 | =PRODUCT(C2*E2,F2) | =G2
B |  | Electrical Waste and Fixings | =GetValue("Waste 7.5%",3) | % | =SubTotal(G1:G2) | 1 | =PRODUCT(C3*E3,F3) | =G3
B | Electrician | Labour to above item | 0.65 | hrs | =GetRate("LAB1",$A4,2) | 1 | =PRODUCT(C4*E4,F4) | =G4
B | PHIL_GCW216258 | Pacific waterproof polycarbonate cover GCW216 2 58 | 1 | No | =GetRate("ELE",$A5,2) | 1 | =PRODUCT(C5*E5,F5) | =G5
B |  | Trade price for Philips lighting | =GetValue("Discount Trade NIL",3) | % | =SubTotal(G5:G5) | 1 | =PRODUCT(C6*E6,F6) | =G6
B |  | Electrical Waste and Fixings | =GetValue("Waste 7.5%",3) | % | =SubTotal(G5:G6) | 1 | =PRODUCT(C7*E7,F7) | =G7
B | Electrician | Labour to above item | 0.05 | hrs | =GetRate("LAB1",$A8,2) | 1 | =PRODUCT(C8*E8,F8) | =G8
B | PHIL_TL554830 | TL5 Tubular Fluorescent Lamp 54W Warm or Cool White | 2 | No | =GetRate("ELE",$A9,2) | 1 | =PRODUCT(C9*E9,F9) | =G9
B |  | Trade price for Philips lighting | =GetValue("Discount Trade NIL",3) | % | =SubTotal(G9:G9) | 1 | =PRODUCT(C10*E10,F10) | =G10
B |  | Electrical Waste and Fixings | =GetValue("Waste 7.5%",3) | % | =SubTotal(G9:G10) | 1 | =PRODUCT(C11*E11,F11) | =G11
B | Electrician | Labour to above item | 0.05 | hrs | =GetRate("LAB1",$A12,2) | 2 | =PRODUCT(C12*E12,F12) | =G12
B |  | Margin | =GetValue("Builders margin",3) | % | =SubTotal(G1:G12) | 1 | =PRODUCT(C13*E13,F13) | =G13
I | T33.21.085 | <b>Fluorescent Luminaire, recessed</b> | T33.21_ELE_Luminaires: Interior, Commercial
I | T33.21.106 | Philips TBS318, to tiled, exposed T-rail suspended ceiling, with louvre diffuser | T33.21_ELE_Luminaires: Interior, Commercial
I | T33.21.109 | 3–tube x 18W, 600 x 600mm tile | T33.21_ELE_Luminaires: Interior, Commercial | No
B | PHIL_TBS168318HFEM5 | TBS318 3x18W HFE M5 FTB | 1 | No | =GetRate("ELE",$A1,2) | 1 | =PRODUCT(C1*E1,F1) | =G1
B |  | Trade price for Philips lighting | =GetValue("Discount Trade NIL",3) | % | =SubTotal(G1:G1) | 1 | =PRODUCT(C2*E2,F2) | =G2
B |  | Electrical Waste and Fixings | =GetValue("Waste 7.5%",3) | % | =SubTotal(G1:G2) | 1 | =PRODUCT(C3*E3,F3) | =G3
B | Electrician | Labour to above item | 0.6 | hrs | =GetRate("LAB1",$A4,2) | 1 | =PRODUCT(C4*E4,F4) | =G4
B | PHIL_TLD18W830ALTO | 18W FLUORESCENT LAMP | 3 | No | =GetRate("ELE",$A5,2) | 1 | =PRODUCT(C5*E5,F5) | =G5
B |  | Trade price for Philips lighting | =GetValue("Discount Trade NIL",3) | % | =SubTotal(G5:G5) | 1 | =PRODUCT(C6*E6,F6) | =G6
B |  | Electrical Waste and Fixings | =GetValue("Waste 7.5%",3) | % | =SubTotal(G5:G6) | 1 | =PRODUCT(C7*E7,F7) | =G7
B | Electrician | Labour to above item | 0.05 | hrs | =GetRate("LAB1",$A8,2) | 3 | =PRODUCT(C8*E8,F8) | =G8
B |  | Margin | =GetValue("Builders margin",3) | % | =SubTotal(G1:G8) | 1 | =PRODUCT(C9*E9,F9) | =G9
I | T33.21.115 | 2–tube x 36W, 1200 x 300mm tile | T33.21_ELE_Luminaires: Interior, Commercial | No
B | PHIL_TBS168236HFEM5 | TBS318 2x36W M5 FTB | 1 | No | =GetRate("ELE",$A1,2) | 1 | =PRODUCT(C1*E1,F1) | =G1
B |  | Trade price for Philips lighting | =GetValue("Discount Trade NIL",3) | % | =SubTotal(G1:G1) | 1 | =PRODUCT(C2*E2,F2) | =G2
B |  | Electrical Waste and Fixings | =GetValue("Waste 7.5%",3) | % | =SubTotal(G1:G2) | 1 | =PRODUCT(C3*E3,F3) | =G3
B | Electrician | Labour to above item | 0.6 | hrs | =GetRate("LAB1",$A4,2) | 1 | =PRODUCT(C4*E4,F4) | =G4
B | PHIL_TLD36W827ALTO | 36W FLUORESCENT LAMP | 2 | No | =GetRate("ELE",$A5,2) | 1 | =PRODUCT(C5*E5,F5) | =G5
B |  | Trade price for Philips lighting | =GetValue("Discount Trade NIL",3) | % | =SubTotal(G5:G5) | 1 | =PRODUCT(C6*E6,F6) | =G6
B |  | Electrical Waste and Fixings | =GetValue("Waste 7.5%",3) | % | =SubTotal(G5:G6) | 1 | =PRODUCT(C7*E7,F7) | =G7
B | Electrician | Labour to above item | 0.05 | hrs | =GetRate("LAB1",$A8,2) | 2 | =PRODUCT(C8*E8,F8) | =G8
B |  | Margin | =GetValue("Builders margin",3) | % | =SubTotal(G1:G8) | 1 | =PRODUCT(C9*E9,F9) | =G9
I | T33.21.118 | 3–tube x 36W, 1200 x 600mm tile | T33.21_ELE_Luminaires: Interior, Commercial | No
B | PHIL_TBS168336HFEM5 | TBS318 3x36W HFE M5 FTB | 1 | No | =GetRate("ELE",$A1,2) | 1 | =PRODUCT(C1*E1,F1) | =G1
B |  | Trade price for Philips lighting | =GetValue("Discount Trade NIL",3) | % | =SubTotal(G1:G1) | 1 | =PRODUCT(C2*E2,F2) | =G2
B |  | Electrical Waste and Fixings | =GetValue("Waste 7.5%",3) | % | =SubTotal(G1:G2) | 1 | =PRODUCT(C3*E3,F3) | =G3
B | Electrician | Labour to above item | 0.6 | hrs | =GetRate("LAB1",$A4,2) | 1 | =PRODUCT(C4*E4,F4) | =G4
B | PHIL_TLD36W827ALTO | 36W FLUORESCENT LAMP | 3 | No | =GetRate("ELE",$A5,2) | 1 | =PRODUCT(C5*E5,F5) | =G5
B |  | Trade price for Philips lighting | =GetValue("Discount Trade NIL",3) | % | =SubTotal(G5:G5) | 1 | =PRODUCT(C6*E6,F6) | =G6
B |  | Electrical Waste and Fixings | =GetValue("Waste 7.5%",3) | % | =SubTotal(G5:G6) | 1 | =PRODUCT(C7*E7,F7) | =G7
B | Electrician | Labour to above item | 0.05 | hrs | =GetRate("LAB1",$A8,2) | 3 | =PRODUCT(C8*E8,F8) | =G8
B |  | Margin | =GetValue("Builders margin",3) | % | =SubTotal(G1:G8) | 1 | =PRODUCT(C9*E9,F9) | =G9
I | T33.21.119 | Philips X-tend TBS369, TL-D lamps, to any ceiling type, with louvre | T33.21_ELE_Luminaires: Interior, Commercial
I | T33.21.119A | 3–tube x 18W | T33.21_ELE_Luminaires: Interior, Commercial | No
B | PHIL_TBS369318M6 | X-tend TBS369 3XTLD-18W EBP M6 FTB | 1 | No | =GetRate("ELE",$A1,2) | 1 | =PRODUCT(C1*E1,F1) | =G1
B |  | Trade price for Philips lighting | =GetValue("Discount Trade NIL",3) | % | =SubTotal(G1:G1) | 1 | =PRODUCT(C2*E2,F2) | =G2
B |  | Electrical Waste and Fixings | =GetValue("Waste 7.5%",3) | % | =SubTotal(G1:G2) | 1 | =PRODUCT(C3*E3,F3) | =G3
B | Electrician | Labour to above item | 0.65 | hrs | =GetRate("LAB1",$A4,2) | 1 | =PRODUCT(C4*E4,F4) | =G4
B | PHIL_TLD18W830ALTO | 18W FLUORESCENT LAMP | 3 | No | =GetRate("ELE",$A5,2) | 1 | =PRODUCT(C5*E5,F5) | =G5
B |  | Trade price for Philips lighting | =GetValue("Discount Trade NIL",3) | % | =SubTotal(G5:G5) | 1 | =PRODUCT(C6*E6,F6) | =G6
B |  | Electrical Waste and Fixings | =GetValue("Waste 7.5%",3) | % | =SubTotal(G5:G6) | 1 | =PRODUCT(C7*E7,F7) | =G7
B | Electrician | Labour to above item | 0.05 | hrs | =GetRate("LAB1",$A8,2) | 3 | =PRODUCT(C8*E8,F8) | =G8
B |  | Margin | =GetValue("Builders margin",3) | % | =SubTotal(G1:G8) | 1 | =PRODUCT(C9*E9,F9) | =G9
I | T33.21.119B | 2–tube x 36W | T33.21_ELE_Luminaires: Interior, Commercial | No
B | PHIL_TBS369236M6 | X-tend TBS369 2XTLD-36W EBP M6 FTB | 1 | No | =GetRate("ELE",$A1,2) | 1 | =PRODUCT(C1*E1,F1) | =G1
B |  | Trade price for Philips lighting | =GetValue("Discount Trade NIL",3) | % | =SubTotal(G1:G1) | 1 | =PRODUCT(C2*E2,F2) | =G2
B |  | Electrical Waste and Fixings | =GetValue("Waste 7.5%",3) | % | =SubTotal(G1:G2) | 1 | =PRODUCT(C3*E3,F3) | =G3
B | Electrician | Labour to above item | 0.65 | hrs | =GetRate("LAB1",$A4,2) | 1 | =PRODUCT(C4*E4,F4) | =G4
B | PHIL_TLD36W827ALTO | 36W FLUORESCENT LAMP | 2 | No | =GetRate("ELE",$A5,2) | 1 | =PRODUCT(C5*E5,F5) | =G5
B |  | Trade price for Philips lighting | =GetValue("Discount Trade NIL",3) | % | =SubTotal(G5:G5) | 1 | =PRODUCT(C6*E6,F6) | =G6
B |  | Electrical Waste and Fixings | =GetValue("Waste 7.5%",3) | % | =SubTotal(G5:G6) | 1 | =PRODUCT(C7*E7,F7) | =G7
B | Electrician | Labour to above item | 0.05 | hrs | =GetRate("LAB1",$A8,2) | 2 | =PRODUCT(C8*E8,F8) | =G8
B |  | Margin | =GetValue("Builders margin",3) | % | =SubTotal(G1:G8) | 1 | =PRODUCT(C9*E9,F9) | =G9
I | T33.21.119C | 3–tube x 36W | T33.21_ELE_Luminaires: Interior, Commercial | No
B | PHIL_TBS369336M6 | X-tend TBS369 3XTLD-36W EBP M6 FTB | 1 | No | =GetRate("ELE",$A1,2) | 1 | =PRODUCT(C1*E1,F1) | =G1
B |  | Trade price for Philips lighting | =GetValue("Discount Trade NIL",3) | % | =SubTotal(G1:G1) | 1 | =PRODUCT(C2*E2,F2) | =G2
B |  | Electrical Waste and Fixings | =GetValue("Waste 7.5%",3) | % | =SubTotal(G1:G2) | 1 | =PRODUCT(C3*E3,F3) | =G3
B | Electrician | Labour to above item | 0.65 | hrs | =GetRate("LAB1",$A4,2) | 1 | =PRODUCT(C4*E4,F4) | =G4
B | PHIL_TLD58W840ALTO | 58W FLUORESCENT LAMP | 3 | No | =GetRate("ELE",$A5,2) | 1 | =PRODUCT(C5*E5,F5) | =G5
B |  | Trade price for Philips lighting | =GetValue("Discount Trade NIL",3) | % | =SubTotal(G5:G5) | 1 | =PRODUCT(C6*E6,F6) | =G6
B |  | Electrical Waste and Fixings | =GetValue("Waste 7.5%",3) | % | =SubTotal(G5:G6) | 1 | =PRODUCT(C7*E7,F7) | =G7
B | Electrician | Labour to above item | 0.05 | hrs | =GetRate("LAB1",$A8,2) | 3 | =PRODUCT(C8*E8,F8) | =G8
B |  | Margin | =GetValue("Builders margin",3) | % | =SubTotal(G1:G8) | 1 | =PRODUCT(C9*E9,F9) | =G9
I | T33.21.121 | <b>Commercial Downlight, recessed</b> | T33.21_ELE_Luminaires: Interior, Commercial
I | T33.21.124 | Philips Scrabble M/QBX500 | T33.21_ELE_Luminaires: Interior, Commercial
I | T33.21.137A | Philips Europa downlight for compact fluorescent lamps, with clear cover | T33.21_ELE_Luminaires: Interior, Commercial
I | T33.21.137B | 1 x 18W lamp | T33.21_ELE_Luminaires: Interior, Commercial | No
B | PHIL_FBS120/118HFP | Europa FBS120 1XPL-C/4P18W/840 HF G CW2 | 1 | no | =GetRate("ELE",$A1,2) | 1 | =PRODUCT(C1*E1,F1) | =G1
B |  | Trade price for Philips lighting | =GetValue("Discount Trade NIL",3) | % | =SubTotal(G1:G1) | 1 | =PRODUCT(C2*E2,F2) | =G2
B |  | Electrical Waste and Fixings | =GetValue("Waste 7.5%",3) | % | =SubTotal(G1:G2) | 1 | =PRODUCT(C3*E3,F3) | =G3
B | Electrician | Labour to light fitting | 0.5 | hrs | =GetRate("LAB1",$A4,2) | 1 | =PRODUCT(C4*E4,F4) | =G4
B | Electrician | labour to lamp | 0.05 | hrs | =GetRate("LAB1",$A5,2) | 1 | =PRODUCT(C5*E5,F5) | =G5
B |  | Margin | =GetValue("Builders margin",3) | % | =SubTotal(G1:G5) | 1 | =PRODUCT(C6*E6,F6) | =G6
I | T33.21.137C | 1 x 26W lamp | T33.21_ELE_Luminaires: Interior, Commercial | No
B | PHIL_FBS120/126HFP | Europa FBS120 1XPL-C/4P26W/840 HF G CW2 | 1 | no | =GetRate("ELE",$A1,2) | 1 | =PRODUCT(C1*E1,F1) | =G1
B |  | Trade price for Philips lighting | =GetValue("Discount Trade NIL",3) | % | =SubTotal(G1:G1) | 1 | =PRODUCT(C2*E2,F2) | =G2
B |  | Electrical Waste and Fixings | =GetValue("Waste 7.5%",3) | % | =SubTotal(G1:G2) | 1 | =PRODUCT(C3*E3,F3) | =G3
B | Electrician | Labour to light fitting | 0.5 | hrs | =GetRate("LAB1",$A4,2) | 1 | =PRODUCT(C4*E4,F4) | =G4
B | Electrician | labour to lamp | 0.05 | hrs | =GetRate("LAB1",$A5,2) | 1 | =PRODUCT(C5*E5,F5) | =G5
B |  | Margin | =GetValue("Builders margin",3) | % | =SubTotal(G1:G5) | 1 | =PRODUCT(C6*E6,F6) | =G6
I | T33.21.137D | 2 x 13W lamps | T33.21_ELE_Luminaires: Interior, Commercial | No
B | PHIL_FBS122/213HFP | Europa FBS122 2XPL-C/4P13W/840 HF G CW3 | 1 | no | =GetRate("ELE",$A1,2) | 1 | =PRODUCT(C1*E1,F1) | =G1
B |  | Trade price for Philips lighting | =GetValue("Discount Trade NIL",3) | % | =SubTotal(G1:G1) | 1 | =PRODUCT(C2*E2,F2) | =G2
B |  | Electrical Waste and Fixings | =GetValue("Waste 7.5%",3) | % | =SubTotal(G1:G2) | 1 | =PRODUCT(C3*E3,F3) | =G3
B | Electrician | Labour to light fitting | 0.5 | hrs | =GetRate("LAB1",$A4,2) | 1 | =PRODUCT(C4*E4,F4) | =G4
B | Electrician | labour to lamp | 0.05 | hrs | =GetRate("LAB1",$A5,2) | 2 | =PRODUCT(C5*E5,F5) | =G5
B |  | Margin | =GetValue("Builders margin",3) | % | =SubTotal(G1:G5) | 1 | =PRODUCT(C6*E6,F6) | =G6
I | T33.21.137E | 2 x 18W lamps | T33.21_ELE_Luminaires: Interior, Commercial | No
B | PHIL_FBS120/218HFP | Europa FBS120 2XPL-C/4P18W/840 HF G CW2 | 1 | no | =GetRate("ELE",$A1,2) | 1 | =PRODUCT(C1*E1,F1) | =G1
B |  | Trade price for Philips lighting | =GetValue("Discount Trade NIL",3) | % | =SubTotal(G1:G1) | 1 | =PRODUCT(C2*E2,F2) | =G2
B |  | Electrical Waste and Fixings | =GetValue("Waste 7.5%",3) | % | =SubTotal(G1:G2) | 1 | =PRODUCT(C3*E3,F3) | =G3
B | Electrician | Labour to light fitting | 0.5 | hrs | =GetRate("LAB1",$A4,2) | 1 | =PRODUCT(C4*E4,F4) | =G4
B | Electrician | labour to lamp | 0.05 | hrs | =GetRate("LAB1",$A5,2) | 2 | =PRODUCT(C5*E5,F5) | =G5
B |  | Margin | =GetValue("Builders margin",3) | % | =SubTotal(G1:G5) | 1 | =PRODUCT(C6*E6,F6) | =G6
I | T33.21.137F | 2 x 26W lamps | T33.21_ELE_Luminaires: Interior, Commercial | No
B | PHIL_FBS120/226HFP | Europa FBS120 2XPL-C/4P26W/840 HF G CW3 | 1 | no | =GetRate("ELE",$A1,2) | 1 | =PRODUCT(C1*E1,F1) | =G1
B |  | Trade price for Philips lighting | =GetValue("Discount Trade NIL",3) | % | =SubTotal(G1:G1) | 1 | =PRODUCT(C2*E2,F2) | =G2
B |  | Electrical Waste and Fixings | =GetValue("Waste 7.5%",3) | % | =SubTotal(G1:G2) | 1 | =PRODUCT(C3*E3,F3) | =G3
B | Electrician | Labour to light fitting | 0.5 | hrs | =GetRate("LAB1",$A4,2) | 1 | =PRODUCT(C4*E4,F4) | =G4
B | Electrician | labour to lamp | 0.05 | hrs | =GetRate("LAB1",$A5,2) | 2 | =PRODUCT(C5*E5,F5) | =G5
B |  | Margin | =GetValue("Builders margin",3) | % | =SubTotal(G1:G5) | 1 | =PRODUCT(C6*E6,F6) | =G6
I | T33.21.138A | Philips LuxSpace HE downlight, LED light source | T33.21_ELE_Luminaires: Interior, Commercial
I | T33.21.138B | Micro | T33.21_ELE_Luminaires: Interior, Commercial | No
B | PHIL_BBS478C1XDLED-3000PSU-ECWH | LuxSpace HE Micro, external driver, 3000K, glossy, white | 1 | no | =GetRate("ELE",$A1,2) | 1 | =PRODUCT(C1*E1,F1) | =G1
B |  | Trade price for Philips lighting | =GetValue("Discount Trade NIL",3) | % | =SubTotal(G1:G1) | 1 | =PRODUCT(C2*E2,F2) | =G2
B |  | Electrical Waste and Fixings | =GetValue("Waste 7.5%",3) | % | =SubTotal(G1:G2) | 1 | =PRODUCT(C3*E3,F3) | =G3
B | Electrician | Labour to light fitting | 0.5 | hrs | =GetRate("LAB1",$A4,2) | 1 | =PRODUCT(C4*E4,F4) | =G4
B | Electrician | labour to lamp | 0.05 | hrs | =GetRate("LAB1",$A5,2) | 1 | =PRODUCT(C5*E5,F5) | =G5
B |  | Margin | =GetValue("Builders margin",3) | % | =SubTotal(G1:G5) | 1 | =PRODUCT(C6*E6,F6) | =G6
I | T33.21.138C | Micro, with DALI dimming option | T33.21_ELE_Luminaires: Interior, Commercial | No
B | PHIL_BBS478C1XDLED-3000PSD-ECWH | LuxSpace HE Micro, external DALI driver, 3000K, glossy, white | 1 | no | =GetRate("ELE",$A1,2) | 1 | =PRODUCT(C1*E1,F1) | =G1
B |  | Trade price for Philips lighting | =GetValue("Discount Trade NIL",3) | % | =SubTotal(G1:G1) | 1 | =PRODUCT(C2*E2,F2) | =G2
B |  | Electrical Waste and Fixings | =GetValue("Waste 7.5%",3) | % | =SubTotal(G1:G2) | 1 | =PRODUCT(C3*E3,F3) | =G3
B | Electrician | Labour to light fitting | 0.5 | hrs | =GetRate("LAB1",$A4,2) | 1 | =PRODUCT(C4*E4,F4) | =G4
B | Electrician | labour to lamp | 0.05 | hrs | =GetRate("LAB1",$A5,2) | 2 | =PRODUCT(C5*E5,F5) | =G5
B |  | Margin | =GetValue("Builders margin",3) | % | =SubTotal(G1:G5) | 1 | =PRODUCT(C6*E6,F6) | =G6
I | T33.21.138D | Mini | T33.21_ELE_Luminaires: Interior, Commercial | No
B | PHIL_BBS488C1XDLED-3000PSU-ECWH | LuxSpace HE Mini, external driver, 3000K, glossy, white | 1 | no | =GetRate("ELE",$A1,2) | 1 | =PRODUCT(C1*E1,F1) | =G1
B |  | Trade price for Philips lighting | =GetValue("Discount Trade NIL",3) | % | =SubTotal(G1:G1) | 1 | =PRODUCT(C2*E2,F2) | =G2
B |  | Electrical Waste and Fixings | =GetValue("Waste 7.5%",3) | % | =SubTotal(G1:G2) | 1 | =PRODUCT(C3*E3,F3) | =G3
B | Electrician | Labour to light fitting | 0.5 | hrs | =GetRate("LAB1",$A4,2) | 1 | =PRODUCT(C4*E4,F4) | =G4
B | Electrician | labour to lamp | 0.05 | hrs | =GetRate("LAB1",$A5,2) | 2 | =PRODUCT(C5*E5,F5) | =G5
B |  | Margin | =GetValue("Builders margin",3) | % | =SubTotal(G1:G5) | 1 | =PRODUCT(C6*E6,F6) | =G6
I | T33.21.138E | Mini, with anti-glare option | T33.21_ELE_Luminaires: Interior, Commercial | No
B | PHIL_BBS489C1XDLED-3000PSU-ECWH | LuxSpace HE Mini, external driver, 3000K, UGR19 glossy, white | 1 | no | =GetRate("ELE",$A1,2) | 1 | =PRODUCT(C1*E1,F1) | =G1
B |  | Trade price for Philips lighting | =GetValue("Discount Trade NIL",3) | % | =SubTotal(G1:G1) | 1 | =PRODUCT(C2*E2,F2) | =G2
B |  | Electrical Waste and Fixings | =GetValue("Waste 7.5%",3) | % | =SubTotal(G1:G2) | 1 | =PRODUCT(C3*E3,F3) | =G3
B | Electrician | Labour to light fitting | 0.5 | hrs | =GetRate("LAB1",$A4,2) | 1 | =PRODUCT(C4*E4,F4) | =G4
B | Electrician | labour to lamp | 0.05 | hrs | =GetRate("LAB1",$A5,2) | 2 | =PRODUCT(C5*E5,F5) | =G5
B |  | Margin | =GetValue("Builders margin",3) | % | =SubTotal(G1:G5) | 1 | =PRODUCT(C6*E6,F6) | =G6
I | T33.21.138F | Mini, with DALI dimming | T33.21_ELE_Luminaires: Interior, Commercial | No
B | PHIL_BBS488C1XDLED-3000PSD-ECWH | LuxSpace HE Mini, external DALI driver, 3000K, glossy, white | 1 | no | =GetRate("ELE",$A1,2) | 1 | =PRODUCT(C1*E1,F1) | =G1
B |  | Trade price for Philips lighting | =GetValue("Discount Trade NIL",3) | % | =SubTotal(G1:G1) | 1 | =PRODUCT(C2*E2,F2) | =G2
B |  | Electrical Waste and Fixings | =GetValue("Waste 7.5%",3) | % | =SubTotal(G1:G2) | 1 | =PRODUCT(C3*E3,F3) | =G3
B | Electrician | Labour to light fitting | 0.5 | hrs | =GetRate("LAB1",$A4,2) | 1 | =PRODUCT(C4*E4,F4) | =G4
B | Electrician | labour to lamp | 0.05 | hrs | =GetRate("LAB1",$A5,2) | 2 | =PRODUCT(C5*E5,F5) | =G5
B |  | Margin | =GetValue("Builders margin",3) | % | =SubTotal(G1:G5) | 1 | =PRODUCT(C6*E6,F6) | =G6
I | T33.21.138G | Mini, with DALI dimming and anti-glare option | T33.21_ELE_Luminaires: Interior, Commercial | No
B | PHIL_BBS489C1XDLED-3000PSD-ECWH | LuxSpace HE Mini, external DALI driver, 3000K, UGR19 glossy, white | 1 | no | =GetRate("ELE",$A1,2) | 1 | =PRODUCT(C1*E1,F1) | =G1
B |  | Trade price for Philips lighting | =GetValue("Discount Trade NIL",3) | % | =SubTotal(G1:G1) | 1 | =PRODUCT(C2*E2,F2) | =G2
B |  | Electrical Waste and Fixings | =GetValue("Waste 7.5%",3) | % | =SubTotal(G1:G2) | 1 | =PRODUCT(C3*E3,F3) | =G3
B | Electrician | Labour to light fitting | 0.5 | hrs | =GetRate("LAB1",$A4,2) | 1 | =PRODUCT(C4*E4,F4) | =G4
B | Electrician | labour to lamp | 0.05 | hrs | =GetRate("LAB1",$A5,2) | 2 | =PRODUCT(C5*E5,F5) | =G5
B |  | Margin | =GetValue("Builders margin",3) | % | =SubTotal(G1:G5) | 1 | =PRODUCT(C6*E6,F6) | =G6
I | T33.21.148 | <b>Multi-Circuit Aluminium Lighting Track,</b> surface mounted to plasterboard | T33.21_ELE_Luminaires: Interior, Commercial
I | T33.21.151 | Light track | T33.21_ELE_Luminaires: Interior, Commercial | m | 224.1194
I | T33.21.154 | 150W spot light, fixed to light track | T33.21_ELE_Luminaires: Interior, Commercial | No | 206.6272
I | T33.21.157 | 12v spot light with inbuilt transformer, fixed to track | T33.21_ELE_Luminaires: Interior, Commercial | No | 338.9123
I | T33.21.160 | <b>Spot Light,</b> domestic type | T33.21_ELE_Luminaires: Interior, Commercial | No
I | T33.21.163 | Economy range, white, single | T33.21_ELE_Luminaires: Interior, Commercial | No
B | LD002 | Gemini 1 Light Spotlight - White | 1 | no | =GetRate("MAT",$A1,2) | 1 | =PRODUCT(C1*E1,F1) | =G1
B |  | Discount | =GetValue("Discount 15%",3) | % | =SubTotal(G1:G1) | 1 | =PRODUCT(C2*E2,F2) | =G2
B |  | Electrical Waste and Fixings | =GetValue("Waste 7.5%",3) | % | =SubTotal(G1:G2) | 1 | =PRODUCT(C3*E3,F3) | =G3
B | Electrician | Labour to above item | 0.5 | hrs | =GetRate("LAB1",$A4,2) | 1 | =PRODUCT(C4*E4,F4) | =G4
B | PM_36ELE_067 | SUPERLUX BULB LED GENERAL E27 10W | 1 | no | =GetRate("SUP1",$A5,2) | 1 | =PRODUCT(C5*E5,F5) | =G5
B |  | Discount | =GetValue("Discount 15%",3) | % | =SubTotal(G5:G5) | 1 | =PRODUCT(C6*E6,F6) | =G6
B |  | Electrical Waste and Fixings | =GetValue("Waste 7.5%",3) | % | =SubTotal(G5:G6) | 1 | =PRODUCT(C7*E7,F7) | =G7
B | Electrician | Labour to above item | 0.05 | hrs | =GetRate("LAB1",$A8,2) | 1 | =PRODUCT(C8*E8,F8) | =G8
B |  | Margin | =GetValue("Builders margin",3) | % | =SubTotal(G1:G8) | 1 | =PRODUCT(C9*E9,F9) | =G9
I | T33.21.166 | Economy range, white, double | T33.21_ELE_Luminaires: Interior, Commercial | No
B | LD005 | Gemini 2 Pan Spotlight - White | 1 | no | =GetRate("MAT",$A1,2) | 1 | =PRODUCT(C1*E1,F1) | =G1
B |  | Discount | =GetValue("Discount 15%",3) | % | =SubTotal(G1:G1) | 1 | =PRODUCT(C2*E2,F2) | =G2
B |  | Electrical Waste and Fixings | =GetValue("Waste 7.5%",3) | % | =SubTotal(G1:G2) | 1 | =PRODUCT(C3*E3,F3) | =G3
B | Electrician | Labour to above item | 0.5 | hrs | =GetRate("LAB1",$A4,2) | 1 | =PRODUCT(C4*E4,F4) | =G4
B | PM_36ELE_067 | SUPERLUX BULB LED GENERAL E27 10W | 2 | no | =GetRate("SUP1",$A5,2) | 1 | =PRODUCT(C5*E5,F5) | =G5
B |  | Discount | =GetValue("Discount 15%",3) | % | =SubTotal(G5:G5) | 1 | =PRODUCT(C6*E6,F6) | =G6
B |  | Electrical Waste and Fixings | =GetValue("Waste 7.5%",3) | % | =SubTotal(G5:G6) | 1 | =PRODUCT(C7*E7,F7) | =G7
B | Electrician | Labour to above item | 0.05 | hrs | =GetRate("LAB1",$A8,2) | 1 | =PRODUCT(C8*E8,F8) | =G8
B |  | Margin | =GetValue("Builders margin",3) | % | =SubTotal(G1:G8) | 1 | =PRODUCT(C9*E9,F9) | =G9
I | T33.21.169 | White, triple, bar or pan base | T33.21_ELE_Luminaires: Interior, Commercial | No
B | LD009 | Gemini 3 Pan Spotlight - White | 1 | no | =GetRate("MAT",$A1,2) | 1 | =PRODUCT(C1*E1,F1) | =G1
B |  | Discount | =GetValue("Discount 15%",3) | % | =SubTotal(G1:G1) | 1 | =PRODUCT(C2*E2,F2) | =G2
B |  | Electrical Waste and Fixings | =GetValue("Waste 7.5%",3) | % | =SubTotal(G1:G2) | 1 | =PRODUCT(C3*E3,F3) | =G3
B | Electrician | Labour to above item | 0.5 | hrs | =GetRate("LAB1",$A4,2) | 1 | =PRODUCT(C4*E4,F4) | =G4
B | PM_36ELE_067 | SUPERLUX BULB LED GENERAL E27 10W | 3 | no | =GetRate("SUP1",$A5,2) | 1 | =PRODUCT(C5*E5,F5) | =G5
B |  | Discount | =GetValue("Discount 15%",3) | % | =SubTotal(G5:G5) | 1 | =PRODUCT(C6*E6,F6) | =G6
B |  | Electrical Waste and Fixings | =GetValue("Waste 7.5%",3) | % | =SubTotal(G5:G6) | 1 | =PRODUCT(C7*E7,F7) | =G7
B | Electrician | Labour to above item | 0.05 | hrs | =GetRate("LAB1",$A8,2) | 1 | =PRODUCT(C8*E8,F8) | =G8
B |  | Margin | =GetValue("Builders margin",3) | % | =SubTotal(G1:G8) | 1 | =PRODUCT(C9*E9,F9) | =G9
I | T33.21.172 | Economy range, satin chrome, single | T33.21_ELE_Luminaires: Interior, Commercial | No
B | LD001 | Gemini 1 Light Spotlight - Brushed Chrome | 1 | no | =GetRate("MAT",$A1,2) | 1 | =PRODUCT(C1*E1,F1) | =G1
B |  | Discount | =GetValue("Discount 15%",3) | % | =SubTotal(G1:G1) | 1 | =PRODUCT(C2*E2,F2) | =G2
B |  | Electrical Waste and Fixings | =GetValue("Waste 7.5%",3) | % | =SubTotal(G1:G2) | 1 | =PRODUCT(C3*E3,F3) | =G3
B | Electrician | Labour to above item | 0.5 | hrs | =GetRate("LAB1",$A4,2) | 1 | =PRODUCT(C4*E4,F4) | =G4
B | PM_36ELE_067 | SUPERLUX BULB LED GENERAL E27 10W | 1 | no | =GetRate("SUP1",$A5,2) | 1 | =PRODUCT(C5*E5,F5) | =G5
B |  | Discount | =GetValue("Discount 15%",3) | % | =SubTotal(G5:G5) | 1 | =PRODUCT(C6*E6,F6) | =G6
B |  | Electrical Waste and Fixings | =GetValue("Waste 7.5%",3) | % | =SubTotal(G5:G6) | 1 | =PRODUCT(C7*E7,F7) | =G7
B | Electrician | Labour to above item | 0.05 | hrs | =GetRate("LAB1",$A8,2) | 1 | =PRODUCT(C8*E8,F8) | =G8
B |  | Margin | =GetValue("Builders margin",3) | % | =SubTotal(G1:G8) | 1 | =PRODUCT(C9*E9,F9) | =G9
I | T33.21.175 | Economy range, satin chrome, double | T33.21_ELE_Luminaires: Interior, Commercial | No
B | LD006 | Gemini 2 Pan Spotlight - Brushed Chrome | 1 | no | =GetRate("SUP1",$A1,2) | 1 | =PRODUCT(C1*E1,F1) | =G1
B |  | Discount | =GetValue("Discount 15%",3) | % | =SubTotal(G1:G1) | 1 | =PRODUCT(C2*E2,F2) | =G2
B |  | Electrical Waste and Fixings | =GetValue("Waste 7.5%",3) | % | =SubTotal(G1:G2) | 1 | =PRODUCT(C3*E3,F3) | =G3
B | Electrician | Labour to above item | 0.5 | hrs | =GetRate("LAB1",$A4,2) | 1 | =PRODUCT(C4*E4,F4) | =G4
B | PM_36ELE_067 | SUPERLUX BULB LED GENERAL E27 10W | 2 | no | =GetRate("SUP1",$A5,2) | 1 | =PRODUCT(C5*E5,F5) | =G5
B |  | Discount | =GetValue("Discount 15%",3) | % | =SubTotal(G5:G5) | 1 | =PRODUCT(C6*E6,F6) | =G6
B |  | Electrical Waste and Fixings | =GetValue("Waste 7.5%",3) | % | =SubTotal(G5:G6) | 1 | =PRODUCT(C7*E7,F7) | =G7
B | Electrician | Labour to above item | 0.05 | hrs | =GetRate("LAB1",$A8,2) | 1 | =PRODUCT(C8*E8,F8) | =G8
B |  | Margin | =GetValue("Builders margin",3) | % | =SubTotal(G1:G8) | 1 | =PRODUCT(C9*E9,F9) | =G9
I | T33.21.178 | Economy range, satin chrome, triple | T33.21_ELE_Luminaires: Interior, Commercial | No
B | LD010 | Gemini 3 Pan Spotlight - Brushed Chrome | 1 | no | =GetRate("MAT",$A1,2) | 1 | =PRODUCT(C1*E1,F1) | =G1
B |  | Discount | =GetValue("Discount 15%",3) | % | =SubTotal(G1:G1) | 1 | =PRODUCT(C2*E2,F2) | =G2
B |  | Electrical Waste and Fixings | =GetValue("Waste 7.5%",3) | % | =SubTotal(G1:G2) | 1 | =PRODUCT(C3*E3,F3) | =G3
B | Electrician | Labour to above item | 0.5 | hrs | =GetRate("LAB1",$A4,2) | 1 | =PRODUCT(C4*E4,F4) | =G4
B | PM_36ELE_067 | SUPERLUX BULB LED GENERAL E27 10W | 3 | no | =GetRate("SUP1",$A5,2) | 1 | =PRODUCT(C5*E5,F5) | =G5
B |  | Discount | =GetValue("Discount 15%",3) | % | =SubTotal(G5:G5) | 1 | =PRODUCT(C6*E6,F6) | =G6
B |  | Electrical Waste and Fixings | =GetValue("Waste 7.5%",3) | % | =SubTotal(G5:G6) | 1 | =PRODUCT(C7*E7,F7) | =G7
B | Electrician | Labour to above item | 0.05 | hrs | =GetRate("LAB1",$A8,2) | 1 | =PRODUCT(C8*E8,F8) | =G8
B |  | Margin | =GetValue("Builders margin",3) | % | =SubTotal(G1:G8) | 1 | =PRODUCT(C9*E9,F9) | =G9
I | T33.22.001 | Luminaires: Interior, Industrial | T33.22_ELE_Luminaires: Interior, Industrial
I | T33.22.026 | <b>Medium Beam High Bay Luminaire</b> | T33.22_ELE_Luminaires: Interior, Industrial
I | T33.22.027 | Philips Hanger HDK108, 400W metal halide discharge, with reflector and integral control gear, fixed 6m above floor level | T33.22_ELE_Luminaires: Interior, Industrial
B | PHIL_HDK108MH400K | Philips Highbay HDK108 400W industrial Lighting Warehousing | 1 | No | =GetRate("ELE",$A1,2) | 1 | =PRODUCT(C1*E1,F1) | =G1
B |  | Trade price for Philips lighting | =GetValue("Discount Trade NIL",3) | % | =SubTotal(G1:G1) | 1 | =PRODUCT(C2*E2,F2) | =G2
B |  | Electrical Waste and Fixings | =GetValue("Waste 7.5%",3) | % | =SubTotal(G1:G2) | 1 | =PRODUCT(C3*E3,F3) | =G3
B | Electrician | Labour to above item | 0.6 | hrs | =GetRate("LAB1",$A4,2) | 1 | =PRODUCT(C4*E4,F4) | =G4
B | PHIL_ZPK138GLASS | Philips Highbay HDK108 400W Glass industrial Lighting Warehousing | 1 | No | =GetRate("ELE",$A5,2) | 1 | =PRODUCT(C5*E5,F5) | =G5
B |  | Trade price for Philips lighting | =GetValue("Discount Trade NIL",3) | % | =SubTotal(G5:G5) | 1 | =PRODUCT(C6*E6,F6) | =G6
B |  | Electrical Waste and Fixings | =GetValue("Waste 7.5%",3) | % | =SubTotal(G5:G6) | 1 | =PRODUCT(C7*E7,F7) | =G7
B | Electrician | Labour to above item | 0.1 | hrs | =GetRate("LAB1",$A8,2) | 1 | =PRODUCT(C8*E8,F8) | =G8
B |  | Margin | =GetValue("Builders margin",3) | % | =SubTotal(G1:G8) | 1 | =PRODUCT(C9*E9,F9) | =G9
I | T33.22.028 | <b>Wide Beam Low Bay Luminaire</b> | T33.22_ELE_Luminaires: Interior, Industrial
I | T33.22.031 | Philips HCS291 with reflector, wire guard and integral control gear, fixed 4m above floor level | T33.22_ELE_Luminaires: Interior, Industrial
I | T33.22.034 | 250W sodium discharge | T33.22_ELE_Luminaires: Interior, Industrial | No
B | PHIL_HCS291250SON | HCS291 250W SODIUM KOMBI (body, geartray, lamp) | 1 | No | =GetRate("ELE",$A1,2) | 1 | =PRODUCT(C1*E1,F1) | =G1
B |  | Trade price for Philips lighting | =GetValue("Discount Trade NIL",3) | % | =SubTotal(G1:G1) | 1 | =PRODUCT(C2*E2,F2) | =G2
B |  | Electrical Waste and Fixings | =GetValue("Waste 7.5%",3) | % | =SubTotal(G1:G2) | 1 | =PRODUCT(C3*E3,F3) | =G3
B | Electrician | Labour to above item | 0.6 | hrs | =GetRate("LAB1",$A4,2) | 1 | =PRODUCT(C4*E4,F4) | =G4
B | PHIL_ZCS690WG | WIRE GUARD FOR HCS291 | 1 | No | =GetRate("ELE",$A5,2) | 1 | =PRODUCT(C5*E5,F5) | =G5
B |  | Trade price for Philips lighting | =GetValue("Discount Trade NIL",3) | % | =SubTotal(G5:G5) | 1 | =PRODUCT(C6*E6,F6) | =G6
B |  | Electrical Waste and Fixings | =GetValue("Waste 7.5%",3) | % | =SubTotal(G5:G6) | 1 | =PRODUCT(C7*E7,F7) | =G7
B | Electrician | Labour to above item | 0.1 | hrs | =GetRate("LAB1",$A8,2) | 1 | =PRODUCT(C8*E8,F8) | =G8
B |  | lamp included in KOMBI rate above | 1 | No | 0 | 1
B |  | Trade price for Philips lighting | =GetValue("Discount Trade NIL",3) | % | =SubTotal(G9:G9) | 1 | =PRODUCT(C10*E10,F10) | =G10
B |  | Electrical Waste and Fixings | =GetValue("Waste 7.5%",3) | % | =SubTotal(G9:G10) | 1 | =PRODUCT(C11*E11,F11) | =G11
B | Electrician | Labour to above item | 0.05 | hrs | =GetRate("LAB1",$A12,2) | 1 | =PRODUCT(C12*E12,F12) | =G12
B |  | Margin | =GetValue("Builders margin",3) | % | =SubTotal(G1:G12) | 1 | =PRODUCT(C13*E13,F13) | =G13
I | T33.22.037 | 250W metal halide discharge | T33.22_ELE_Luminaires: Interior, Industrial | No
B | PHIL_HCS291250MH | HCS291 250W METAL HALIDE KOMBI (body, geartray, lamp) | 1 | No | =GetRate("ELE",$A1,2) | 1 | =PRODUCT(C1*E1,F1) | =G1
B |  | Trade price for Philips lighting | =GetValue("Discount Trade NIL",3) | % | =SubTotal(G1:G1) | 1 | =PRODUCT(C2*E2,F2) | =G2
B |  | Electrical Waste and Fixings | =GetValue("Waste 7.5%",3) | % | =SubTotal(G1:G2) | 1 | =PRODUCT(C3*E3,F3) | =G3
B | Electrician | Labour to above item | 0.6 | hrs | =GetRate("LAB1",$A4,2) | 1 | =PRODUCT(C4*E4,F4) | =G4
B | PHIL_ZCS690WG | WIRE GUARD FOR HCS291 | 1 | No | =GetRate("ELE",$A5,2) | 1 | =PRODUCT(C5*E5,F5) | =G5
B |  | Trade price for Philips lighting | =GetValue("Discount Trade NIL",3) | % | =SubTotal(G5:G5) | 1 | =PRODUCT(C6*E6,F6) | =G6
B |  | Electrical Waste and Fixings | =GetValue("Waste 7.5%",3) | % | =SubTotal(G5:G6) | 1 | =PRODUCT(C7*E7,F7) | =G7
B | Electrician | Labour to above item | 0.1 | hrs | =GetRate("LAB1",$A8,2) | 1 | =PRODUCT(C8*E8,F8) | =G8
B |  | lamp included in KOMBI rate above | 1 | No | 0 | 1
B |  | Trade price for Philips lighting | =GetValue("Discount Trade NIL",3) | % | =SubTotal(G9:G9) | 1 | =PRODUCT(C10*E10,F10) | =G10
B |  | Electrical Waste and Fixings | =GetValue("Waste 7.5%",3) | % | =SubTotal(G9:G10) | 1 | =PRODUCT(C11*E11,F11) | =G11
B | Electrician | Labour to above item | 0.05 | hrs | =GetRate("LAB1",$A12,2) | 1 | =PRODUCT(C12*E12,F12) | =G12
B |  | Margin | =GetValue("Builders margin",3) | % | =SubTotal(G1:G12) | 1 | =PRODUCT(C13*E13,F13) | =G13
I | T33.22.040 | 400W sodium discharge | T33.22_ELE_Luminaires: Interior, Industrial | No
B | PHIL_HCS291400SON | HCS291 400W SODIUM KOMBI (body, geartray, lamp) | 1 | No | =GetRate("ELE",$A1,2) | 1 | =PRODUCT(C1*E1,F1) | =G1
B |  | Trade price for Philips lighting | =GetValue("Discount Trade NIL",3) | % | =SubTotal(G1:G1) | 1 | =PRODUCT(C2*E2,F2) | =G2
B |  | Electrical Waste and Fixings | =GetValue("Waste 7.5%",3) | % | =SubTotal(G1:G2) | 1 | =PRODUCT(C3*E3,F3) | =G3
B | Electrician | Labour to above item | 0.6 | hrs | =GetRate("LAB1",$A4,2) | 1 | =PRODUCT(C4*E4,F4) | =G4
B | PHIL_ZCS690WG | WIRE GUARD FOR HCS291 | 1 | No | =GetRate("ELE",$A5,2) | 1 | =PRODUCT(C5*E5,F5) | =G5
B |  | Trade price for Philips lighting | =GetValue("Discount Trade NIL",3) | % | =SubTotal(G5:G5) | 1 | =PRODUCT(C6*E6,F6) | =G6
B |  | Electrical Waste and Fixings | =GetValue("Waste 7.5%",3) | % | =SubTotal(G5:G6) | 1 | =PRODUCT(C7*E7,F7) | =G7
B | Electrician | Labour to above item | 0.1 | hrs | =GetRate("LAB1",$A8,2) | 1 | =PRODUCT(C8*E8,F8) | =G8
B |  | lamp included in KOMBI rate above | 1 | No | 0 | 1
B |  | Trade price for Philips lighting | =GetValue("Discount Trade NIL",3) | % | =SubTotal(G9:G9) | 1 | =PRODUCT(C10*E10,F10) | =G10
B |  | Electrical Waste and Fixings | =GetValue("Waste 7.5%",3) | % | =SubTotal(G9:G10) | 1 | =PRODUCT(C11*E11,F11) | =G11
B | Electrician | Labour to above item | 0.05 | hrs | =GetRate("LAB1",$A12,2) | 1 | =PRODUCT(C12*E12,F12) | =G12
B |  | Margin | =GetValue("Builders margin",3) | % | =SubTotal(G1:G12) | 1 | =PRODUCT(C13*E13,F13) | =G13
I | T33.22.043 | 400W metal halide discharge | T33.22_ELE_Luminaires: Interior, Industrial | No
B | PHIL_HCS291400MH | HCS291 400W METAL HALIDE KOMBI (body, geartray, lamp) | 1 | no | =GetRate("ELE",$A1,2) | 1 | =PRODUCT(C1*E1,F1) | =G1
B |  | Trade price for Philips lighting | =GetValue("Discount Trade NIL",3) | % | =SubTotal(G1:G1) | 1 | =PRODUCT(C2*E2,F2) | =G2
B |  | Electrical Waste and Fixings | =GetValue("Waste 7.5%",3) | % | =SubTotal(G1:G2) | 1 | =PRODUCT(C3*E3,F3) | =G3
B | Electrician | Labour to above item | 0.6 | hrs | =GetRate("LAB1",$A4,2) | 1 | =PRODUCT(C4*E4,F4) | =G4
B | PHIL_ZCS690WG | WIRE GUARD FOR HCS291 | 1 | No | =GetRate("ELE",$A5,2) | 1 | =PRODUCT(C5*E5,F5) | =G5
B |  | Trade price for Philips lighting | =GetValue("Discount Trade NIL",3) | % | =SubTotal(G5:G5) | 1 | =PRODUCT(C6*E6,F6) | =G6
B |  | Electrical Waste and Fixings | =GetValue("Waste 7.5%",3) | % | =SubTotal(G5:G6) | 1 | =PRODUCT(C7*E7,F7) | =G7
B | Electrician | Labour to above item | 0.1 | hrs | =GetRate("LAB1",$A8,2) | 1 | =PRODUCT(C8*E8,F8) | =G8
B |  | lamp included in KOMBI rate above | 1 | No | 0 | 1
B |  | Trade price for Philips lighting | =GetValue("Discount Trade NIL",3) | % | =SubTotal(G9:G9) | 1 | =PRODUCT(C10*E10,F10) | =G10
B |  | Electrical Waste and Fixings | =GetValue("Waste 7.5%",3) | % | =SubTotal(G9:G10) | 1 | =PRODUCT(C11*E11,F11) | =G11
B | Electrician | Labour to above item | 0.05 | hrs | =GetRate("LAB1",$A12,2) | 1 | =PRODUCT(C12*E12,F12) | =G12
B |  | Margin | =GetValue("Builders margin",3) | % | =SubTotal(G1:G12) | 1 | =PRODUCT(C13*E13,F13) | =G13
I | T33.23.001 | Luminaires: Exterior, Amenity Lighting | T33.23_ELE_Luminaires: Exterior, Amenity Lighting
I | T33.23.004 | <b>Bulkhead Luminaire</b> | T33.23_ELE_Luminaires: Exterior, Amenity Lighting
I | T33.23.007 | PVC, 18W compact fluorescent | T33.23_ELE_Luminaires: Exterior, Amenity Lighting | No | 128.97
I | T33.23.010 | Philips Pacific, FWC120 | T33.23_ELE_Luminaires: Exterior, Amenity Lighting | No
B | PHIL_FCW120K | Philips Pacific bulkhead luminaire FWC120K Amenity Lighting Bulkhead | 1 | no | =GetRate("ELE",$A1,2) | 1 | =PRODUCT(C1*E1,F1) | =G1
B |  | Trade price for Philips lighting | =GetValue("Discount Trade NIL",3) | % | =SubTotal(G1:G1) | 1 | =PRODUCT(C2*E2,F2) | =G2
B |  | Electrical Waste and Fixings | =GetValue("Waste 7.5%",3) | % | =SubTotal(G1:G2) | 1 | =PRODUCT(C3*E3,F3) | =G3
B | Electrician | Labour to above item | 0.6 | hrs | =GetRate("LAB1",$A4,2) | 1 | =PRODUCT(C4*E4,F4) | =G4
B |  | Margin | =GetValue("Builders margin",3) | % | =SubTotal(G1:G4) | 1 | =PRODUCT(C5*E5,F5) | =G5
I | T33.23.013 | Philips Security Bulkhead SGS113 | T33.23_ELE_Luminaires: Exterior, Amenity Lighting | No
B | PHIL_SGS113 | Philips SGS113 Security Bulkhead SON_I 70W K 230V Lamp included | 1 | no | =GetRate("ELE",$A1,2) | 1 | =PRODUCT(C1*E1,F1) | =G1
B |  | Trade price for Philips lighting | =GetValue("Discount Trade NIL",3) | % | =SubTotal(G1:G1) | 1 | =PRODUCT(C2*E2,F2) | =G2
B |  | Electrical Waste and Fixings | =GetValue("Waste 7.5%",3) | % | =SubTotal(G1:G2) | 1 | =PRODUCT(C3*E3,F3) | =G3
B | Electrician | Labour to above item | 0.6 | hrs | =GetRate("LAB1",$A4,2) | 1 | =PRODUCT(C4*E4,F4) | =G4
B |  | Margin | =GetValue("Builders margin",3) | % | =SubTotal(G1:G4) | 1 | =PRODUCT(C5*E5,F5) | =G5
I | T33.23.016 | Philips Italia PL6100 | T33.23_ELE_Luminaires: Exterior, Amenity Lighting | No
B | PHIL_PL6100 | Philips Italia PL6100 for TL_E22W lamp | 1 | no | =GetRate("ELE",$A1,2) | 1 | =PRODUCT(C1*E1,F1) | =G1
B |  | Trade price for Philips lighting | =GetValue("Discount Trade NIL",3) | % | =SubTotal(G1:G1) | 1 | =PRODUCT(C2*E2,F2) | =G2
B |  | Electrical Waste and Fixings | =GetValue("Waste 7.5%",3) | % | =SubTotal(G1:G2) | 1 | =PRODUCT(C3*E3,F3) | =G3
B | Electrician | Labour to above item | 0.6 | hrs | =GetRate("LAB1",$A4,2) | 1 | =PRODUCT(C4*E4,F4) | =G4
B |  | Margin | =GetValue("Builders margin",3) | % | =SubTotal(G1:G4) | 1 | =PRODUCT(C5*E5,F5) | =G5
I | T33.23.019 | <b>Luminaire, Weather and Vandal-Resistant</b> | T33.23_ELE_Luminaires: Exterior, Amenity Lighting
I | T33.23.022 | Single–18W fluorescent | T33.23_ELE_Luminaires: Exterior, Amenity Lighting | No | 262.3837
I | T33.23.025 | Twin–18W fluorescent | T33.23_ELE_Luminaires: Exterior, Amenity Lighting | No | 278.7827
I | T33.23.028 | <b>Security Luminaire</b> | T33.23_ELE_Luminaires: Exterior, Amenity Lighting
I | T33.23.031 | 18W sodium discharge | T33.23_ELE_Luminaires: Exterior, Amenity Lighting | No | 699.69
I | T33.23.034 | 50W mercury vapour | T33.23_ELE_Luminaires: Exterior, Amenity Lighting | No | 787.1512
I | T33.23.037 | 80W mercury vapour | T33.23_ELE_Luminaires: Exterior, Amenity Lighting | No | 787.1512
I | T33.23.040 | <b>Bollard light,</b> black post, decorative quality | T33.23_ELE_Luminaires: Exterior, Amenity Lighting
I | T33.23.043 | 50W sodium | T33.23_ELE_Luminaires: Exterior, Amenity Lighting | No | 1508.7065
I | T33.23.046 | 70W sodium | T33.23_ELE_Luminaires: Exterior, Amenity Lighting | No | 1552.4371
I | T33.23.049 | <b>Bollard light,</b> black post, functional quality | T33.23_ELE_Luminaires: Exterior, Amenity Lighting
I | T33.23.052 | 50W sodium | T33.23_ELE_Luminaires: Exterior, Amenity Lighting | No | 983.939
I | T33.23.055 | 50W mercury vapour/42W fluorescent | T33.23_ELE_Luminaires: Exterior, Amenity Lighting | No | 940.2084
I | T33.24.001 | Luminaires: Exterior, Floodlighting | T33.24_ELE_Luminaires: Exterior, Floodlighting
I | T33.24.004 | <b>Floodlight,</b> 150W Par 38 lamp incandescent | T33.24_ELE_Luminaires: Exterior, Floodlighting | No | 133.3784
I | T33.24.007 | <b>Floodlight,</b> tungsten halogen | T33.24_ELE_Luminaires: Exterior, Floodlighting
I | T33.24.010 | 500W open type | T33.24_ELE_Luminaires: Exterior, Floodlighting | No | 306.1144
I | T33.24.013 | 1500W enclosed type, weatherproof | T33.24_ELE_Luminaires: Exterior, Floodlighting | No | 1333.784
I | T33.24.016 | <b>Area Security Light,</b> with wall or pole mounting outreach bracket and integral control gear | T33.24_ELE_Luminaires: Exterior, Floodlighting
I | T33.24.019 | 18W sodium discharge | T33.24_ELE_Luminaires: Exterior, Floodlighting | No | 874.6125
I | T33.24.022 | 50W mercury discharge | T33.24_ELE_Luminaires: Exterior, Floodlighting | No | 852.7471
I | T33.24.025 | 70W sodium discharge | T33.24_ELE_Luminaires: Exterior, Floodlighting | No | 1027.6696
I | T33.24.028 | <b>Narrow or Wide Beam Floodlight,</b> with integral spigot mounting control gear | T33.24_ELE_Luminaires: Exterior, Floodlighting
I | T33.24.031 | 400W metal halide discharge | T33.24_ELE_Luminaires: Exterior, Floodlighting | No | 2678.5007
I | T33.24.034 | 400W sodium discharge | T33.24_ELE_Luminaires: Exterior, Floodlighting | No | 2459.8475
I | T33.24.037 | 1500W metal halide discharge | T33.24_ELE_Luminaires: Exterior, Floodlighting | No | 3607.7764
I | T33.24.040 | <b>Narrow or Wide Beam General Purpose Floodlight,</b> with separate control gear, interior mounted | T33.24_ELE_Luminaires: Exterior, Floodlighting
I | T33.24.043 | 250W sodium discharge | T33.24_ELE_Luminaires: Exterior, Floodlighting | No | 2186.5311
I | T33.24.046 | 250W metal halide discharge | T33.24_ELE_Luminaires: Exterior, Floodlighting | No | 1858.5515
I | T33.24.049 | 400W mercury discharge | T33.24_ELE_Luminaires: Exterior, Floodlighting | No | 2099.0699
I | T33.24.052 | 400W sodium discharge | T33.24_ELE_Luminaires: Exterior, Floodlighting | No | 2295.8577
I | T33.24.055 | 1000W sodium discharge | T33.24_ELE_Luminaires: Exterior, Floodlighting | No | 3607.7764
I | T33.24.058 | 1500W metal halide discharge | T33.24_ELE_Luminaires: Exterior, Floodlighting | No | 4045.0826
I | T33.24.061 | 2000W metal halide discharge | T33.24_ELE_Luminaires: Exterior, Floodlighting | No | 5083.6849
I | T33.25.001 | Luminaires: Exterior, Area Lighting | T33.25_ELE_Luminaires: Exterior, Area Lighting
I | T33.25.004 | <b>Industrial Lantern,</b> with separately mounted control gear in weatherproof box | T33.25_ELE_Luminaires: Exterior, Area Lighting
I | T33.25.007 | 90W sodium discharge | T33.25_ELE_Luminaires: Exterior, Area Lighting | No | 1377.5146
I | T33.25.010 | 135W sodium discharge | T33.25_ELE_Luminaires: Exterior, Area Lighting | No | 1727.3596
I | T33.25.013 | 180W sodium discharge | T33.25_ELE_Luminaires: Exterior, Area Lighting | No | 1836.6862
I | T33.25.016 | <b>Access Way and Security Lantern,</b> curved out-reach arm, twin 20W fluorescent | T33.25_ELE_Luminaires: Exterior, Area Lighting | No | 590.3634
I | T33.25.019 | <b>Opal Sphere Lantern,</b> 550mm dia, with integral control gear inside 25mm pipe | T33.25_ELE_Luminaires: Exterior, Area Lighting
I | T33.25.022 | 50W sodium discharge | T33.25_ELE_Luminaires: Exterior, Area Lighting | No | 1836.6862
I | T33.25.025 | 70W sodium discharge | T33.25_ELE_Luminaires: Exterior, Area Lighting | No | 2295.8577
I | T33.25.028 | 80W mercury discharge | T33.25_ELE_Luminaires: Exterior, Area Lighting | No | 1377.5146
I | T33.25.031 | 125W mercury discharge | T33.25_ELE_Luminaires: Exterior, Area Lighting | No | 1486.8412
I | T33.26.001 | Luminaires: Exterior, Street Lighting | T33.26_ELE_Luminaires: Exterior, Street Lighting
I | T33.26.004 | <b>Minor Street Lantern, </b>curved out-reach arm and integral control gear | T33.26_ELE_Luminaires: Exterior, Street Lighting
I | T33.26.007 | 50W mercury discharge | T33.26_ELE_Luminaires: Exterior, Street Lighting | No | 634.094
I | T33.26.010 | 70W sodium discharge | T33.26_ELE_Luminaires: Exterior, Street Lighting | No | 809.0165
I | T33.26.013 | 80W mercury discharge | T33.26_ELE_Luminaires: Exterior, Street Lighting | No | 721.5553
I | T33.26.016 | <b>Major Road Lantern,</b> curved out-reach arm and integral control gear | T33.26_ELE_Luminaires: Exterior, Street Lighting
I | T33.26.019 | 150W sodium discharge | T33.26_ELE_Luminaires: Exterior, Street Lighting | No | 2295.8577
I | T33.26.022 | 250W mercury discharge | T33.26_ELE_Luminaires: Exterior, Street Lighting | No | 2186.5311
I | T33.26.025 | 250W sodium discharge | T33.26_ELE_Luminaires: Exterior, Street Lighting | No | 2459.8475
I | T33.26.028 | 400W mercury discharge | T33.26_ELE_Luminaires: Exterior, Street Lighting | No | 2678.5007
I | T33.27.001 | Lighting Columns | T33.27_ELE_Lighting Columns
I | T33.27.004 | <b>Tapered Octagonal General Lighting Column,</b> galvanized steel, with cable terminal compartment, spigotted top, rag bolts, concrete base and erection. | T33.27_ELE_Lighting Columns
I | T33.27.007 | Standard type, height | T33.27_ELE_Lighting Columns
I | T33.27.010 | 5.5m | T33.27_ELE_Lighting Columns | No | 1486.8412
I | T33.27.013 | 8m | T33.27_ELE_Lighting Columns | No | 2142.8005
I | T33.27.016 | 10m | T33.27_ELE_Lighting Columns | No | 3334.46
I | T33.27.019 | 12m | T33.27_ELE_Lighting Columns | No | 3717.1029
I | T33.27.022 | 15m | T33.27_ELE_Lighting Columns | No | 5138.3482
I | T33.27.025 | 18m | T33.27_ELE_Lighting Columns | No | 9347.4206
I | T33.27.028 | Hinged see-saw type, height | T33.27_ELE_Lighting Columns
I | T33.27.031 | 8m | T33.27_ELE_Lighting Columns | No | 3607.7764
I | T33.27.034 | 10m | T33.27_ELE_Lighting Columns | No | 4865.0318
I | T33.27.037 | 12m | T33.27_ELE_Lighting Columns | No | 5575.6544
I | T33.27.040 | 15m | T33.27_ELE_Lighting Columns | No | 8308.8183
I | T33.27.043 | 18m | T33.27_ELE_Lighting Columns | No | 11807.2682
I | T33.27.046 | <b>Add</b> extra for | T33.27_ELE_Lighting Columns
I | T33.27.049 | Cross arm | T33.27_ELE_Lighting Columns | No | 251.4511
I | T33.27.052 | Climbing rungs, per metre of pole serviced | T33.27_ELE_Lighting Columns | m | 55.7565
I | T33.27.055 | Luminaires, electrical circuitry, painting | T33.27_ELE_Lighting Columns
I | T33.27.058 | <b>Street Lighting Columns,</b> standard type with curved 1.5m outreach arm, height | T33.27_ELE_Lighting Columns
I | T33.27.061 | 4.5m | T33.27_ELE_Lighting Columns | No | 1552.4371
I | T33.27.064 | 5.5m | T33.27_ELE_Lighting Columns | No | 1749.2249
I | T33.27.067 | 6m | T33.27_ELE_Lighting Columns | No | 2164.6658
I | T33.27.070 | 8m | T33.27_ELE_Lighting Columns | No | 2733.1639
I | T33.27.073 | 10m | T33.27_ELE_Lighting Columns | No | 3607.7764
I | T33.27.076 | 12m | T33.27_ELE_Lighting Columns | No | 5029.0216
I | T33.27.079 | Add extra for luminaires, electrical circuitry, painting | T33.27_ELE_Lighting Columns
I | T33.28.001 | Emergency Lighting | T33.28_ELE_Emergency Lighting
I | T33.28.004 | Wired from central battery unit in flameproof cable, excluding light fitting. Non-maintained. | T33.28_ELE_Emergency Lighting
I | T33.28.007 | Light Outlet | T33.28_ELE_Emergency Lighting | No | 655.9593
I | T33.28.010 | Exit Light Outlet | T33.28_ELE_Emergency Lighting | No | 677.8247
I | T33.28.013 | Wired from normal supply, excluding light fitting with built-in battery unit. Non-maintained | T33.28_ELE_Emergency Lighting
I | T33.28.016 | Light Outlet or Exit Light | T33.28_ELE_Emergency Lighting | No | 119.1659
I | T33.28.019 | Light Outlet or Exit Light, monitored | T33.28_ELE_Emergency Lighting | No | 388.1093
I | T33.28.022 | <b>Emergency Luminaire,</b> 1 x 10W fluorescent, non-maintained, fixed to plasterboard, with inverter and battery | T33.28_ELE_Emergency Lighting | No | 541.1665
I | T33.28.025 | <b>Exit Sign,</b> 1 x 10W fluorescent type, maintained, with inverter and battery | T33.28_ELE_Emergency Lighting | No | 721.5553
I | T33.28.028 | <b>Add</b> extra to standard light fitting rates, to have inverter and battery fitted | T33.28_ELE_Emergency Lighting | %
I | T33.28.031 | Illuminated Signs | T33.28_ELE_Emergency Lighting
I | T33.28.034 | Exit Sign, 280mm x 130mm x 100mm deep, wall mounted | T33.28_ELE_Emergency Lighting | No
I | T33.28.037 | Under Verandah Sign, 2.5m x 300mm deep, clear acrylic to two faces and underside, including lettering up to 3 colours and fluorescent tubes | T33.28_ELE_Emergency Lighting | No
I | T33.28.040 | Pole Mounted Sign,1.55m high x 900mm wide, double sided, including pole | T33.28_ELE_Emergency Lighting | No
I | T33.28.043 | Add extra for | T33.28_ELE_Emergency Lighting
I | T33.28.046 | Electrical supply and wiring, | T33.28_ELE_Emergency Lighting
I | T33.29.001 | Emergency Power Supply | T33.29_ELE_Emergency Power Supply
I | T33.29.004 | Complete system, includes control switchboard, but excludes distribution cabling and switchboards, etc. | T33.29_ELE_Emergency Power Supply
I | T33.29.007 | Rates vary considerably depending on specification. | T33.29_ELE_Emergency Power Supply
I | T33.29.010 | <b>Diesel Stand-by Alternator</b> with automatic mains failure start system and residential silencer | T33.29_ELE_Emergency Power Supply
I | T33.29.013 | 7kVA | T33.29_ELE_Emergency Power Supply | No | 28643.558
I | T33.29.016 | 10.5kVA | T33.29_ELE_Emergency Power Supply | No | 39357.5606
I | T33.29.019 | 17kVA | T33.29_ELE_Emergency Power Supply | No | 48103.6852
I | T33.29.022 | 26kVA | T33.29_ELE_Emergency Power Supply | No | 59036.3409
I | T33.29.025 | 100kVA | T33.29_ELE_Emergency Power Supply | No | 100580.4326
I | T33.30.001 | Power Equipment: Switches, Dimmers | T33.30_ELE_Power Equipment: Switches, Dimmers
I | T33.30.004 | Rates include installation and connection but exclude cable | T33.30_ELE_Power Equipment: Switches, Dimmers
I | T33.30.007 | <b>Light Switch</b> | T33.30_ELE_Power Equipment: Switches, Dimmers
I | T33.30.010 | One gang | T33.30_ELE_Power Equipment: Switches, Dimmers | No
B | HPM_XL770/1 | EXCEL STD SWITCH 1GANG | 1 | No | =GetRate("ELE",$A1,2) | 1 | =PRODUCT(C1*E1,F1) | =G1
B |  | Electrical Fitting Discount | =GetValue("Discount ELE Fitting",3) | % | =SubTotal(G1:G1) | 1 | =PRODUCT(C2*E2,F2) | =G2
B | PDL_00049 | PDL 144 plastic flush box_General accessories | 1 | No | =GetRate("ELE",$A3,2) | 1 | =PRODUCT(C3*E3,F3) | =G3
B |  | Electrical Fitting Discount | =GetValue("Discount ELE Fitting",3) | % | =SubTotal(G3:G3) | 1 | =PRODUCT(C4*E4,F4) | =G4
B |  | Electrical Waste and Fixings | =GetValue("Waste 7.5%",3) | % | =SubTotal(G3:G4) | 1 | =PRODUCT(C5*E5,F5) | =G5
B | Electrician | Labour, ref A1 | 0.25 | hrs | =GetRate("LAB1",$A6,2) | 1 | =PRODUCT(C6*E6,F6) | =G6
B | Electrician | Labour, ref A4 | 0.05 | hrs | =GetRate("LAB1",$A7,2) | 1 | =PRODUCT(C7*E7,F7) | =G7
B |  | Margin | =GetValue("Builders margin",3) | % | =SubTotal(G1:G7) | 1 | =PRODUCT(C8*E8,F8) | =G8
I | T33.30.013 | Two gang | T33.30_ELE_Power Equipment: Switches, Dimmers | No
B | HPM_XL770/2 | EXCEL STD SWITCH 2GANG BEIGE | 1 | No | =GetRate("ELE",$A1,2) | 1 | =PRODUCT(C1*E1,F1) | =G1
B |  | Electrical Fitting Discount | =GetValue("Discount ELE Fitting",3) | % | =SubTotal(G1:G1) | 1 | =PRODUCT(C2*E2,F2) | =G2
B | PDL_00049 | PDL 144 plastic flush box_General accessories | 1 | No | =GetRate("ELE",$A3,2) | 1 | =PRODUCT(C3*E3,F3) | =G3
B |  | Electrical Fitting Discount | =GetValue("Discount ELE Fitting",3) | % | =SubTotal(G3:G3) | 1 | =PRODUCT(C4*E4,F4) | =G4
B |  | Electrical Waste and Fixings | =GetValue("Waste 7.5%",3) | % | =SubTotal(G3:G4) | 1 | =PRODUCT(C5*E5,F5) | =G5
B | Electrician | Labour, ref A1 | 0.25 | hrs | =GetRate("LAB1",$A6,2) | 1 | =PRODUCT(C6*E6,F6) | =G6
B | Electrician | Labour, ref A4 | 0.05 | hrs | =GetRate("LAB1",$A7,2) | 1 | =PRODUCT(C7*E7,F7) | =G7
B |  | Margin | =GetValue("Builders margin",3) | % | =SubTotal(G1:G7) | 1 | =PRODUCT(C8*E8,F8) | =G8
I | T33.30.016 | Three gang | T33.30_ELE_Power Equipment: Switches, Dimmers | No
B | HPM_XL770/3 | EXCEL STD SWITCH 3GANG BEIGE | 1 | No | =GetRate("ELE",$A1,2) | 1 | =PRODUCT(C1*E1,F1) | =G1
B |  | Electrical Fitting Discount | =GetValue("Discount ELE Fitting",3) | % | =SubTotal(G1:G1) | 1 | =PRODUCT(C2*E2,F2) | =G2
B | PDL_00049 | PDL 144 plastic flush box_General accessories | 1 | No | =GetRate("ELE",$A3,2) | 1 | =PRODUCT(C3*E3,F3) | =G3
B |  | Electrical Fitting Discount | =GetValue("Discount ELE Fitting",3) | % | =SubTotal(G3:G3) | 1 | =PRODUCT(C4*E4,F4) | =G4
B |  | Electrical Waste and Fixings | =GetValue("Waste 7.5%",3) | % | =SubTotal(G3:G4) | 1 | =PRODUCT(C5*E5,F5) | =G5
B | Electrician | Labour, ref A1 | 0.25 | hrs | =GetRate("LAB1",$A6,2) | 1 | =PRODUCT(C6*E6,F6) | =G6
B | Electrician | Labour, ref A4 | 0.05 | hrs | =GetRate("LAB1",$A7,2) | 1 | =PRODUCT(C7*E7,F7) | =G7
B |  | Margin | =GetValue("Builders margin",3) | % | =SubTotal(G1:G7) | 1 | =PRODUCT(C8*E8,F8) | =G8
I | T33.30.019 | Four gang | T33.30_ELE_Power Equipment: Switches, Dimmers | No
B | HPM_XL770/4 | EXCEL STD SWITCH 4GANG BEIGE | 1 | No | =GetRate("ELE",$A1,2) | 1 | =PRODUCT(C1*E1,F1) | =G1
B |  | Electrical Fitting Discount | =GetValue("Discount ELE Fitting",3) | % | =SubTotal(G1:G1) | 1 | =PRODUCT(C2*E2,F2) | =G2
B | PDL_00049 | PDL 144 plastic flush box_General accessories | 1 | No | =GetRate("ELE",$A3,2) | 1 | =PRODUCT(C3*E3,F3) | =G3
B |  | Electrical Fitting Discount | =GetValue("Discount ELE Fitting",3) | % | =SubTotal(G3:G3) | 1 | =PRODUCT(C4*E4,F4) | =G4
B |  | Electrical Waste and Fixings | =GetValue("Waste 7.5%",3) | % | =SubTotal(G3:G4) | 1 | =PRODUCT(C5*E5,F5) | =G5
B | Electrician | Labour, ref A1 | 0.25 | hrs | =GetRate("LAB1",$A6,2) | 1 | =PRODUCT(C6*E6,F6) | =G6
B | Electrician | Labour, ref A4 | 0.05 | hrs | =GetRate("LAB1",$A7,2) | 1 | =PRODUCT(C7*E7,F7) | =G7
B |  | Margin | =GetValue("Builders margin",3) | % | =SubTotal(G1:G7) | 1 | =PRODUCT(C8*E8,F8) | =G8
I | T33.30.022 | <b>Power Switch,</b> 3 pole weatherproof isolating | T33.30_ELE_Power Equipment: Switches, Dimmers
I | T33.30.025 | 20A | T33.30_ELE_Power Equipment: Switches, Dimmers | No
B | PDL_00140 | PDL 56 SW320 20a 3P switch_IP56 Accessories - Industrial | 1 | No | =GetRate("ELE",$A1,2) | 1 | =PRODUCT(C1*E1,F1) | =G1
B |  | Electrical Fitting Discount | =GetValue("Discount ELE Fitting",3) | % | =SubTotal(G1:G1) | 1 | =PRODUCT(C2*E2,F2) | =G2
B | PDL_00127 | PDL 56 SW110 10a 1P switch_IP56 Accessories - Industrial | 1 | No | =GetRate("ELE",$A3,2) | 1 | =PRODUCT(C3*E3,F3) | =G3
B |  | Electrical Fitting Discount | =GetValue("Discount ELE Fitting",3) | % | =SubTotal(G3:G3) | 1 | =PRODUCT(C4*E4,F4) | =G4
B |  | Electrical Waste and Fixings | =GetValue("Waste 7.5%",3) | % | =SubTotal(G3:G4) | 1 | =PRODUCT(C5*E5,F5) | =G5
B | Electrician | Labour, ref A1 | 0.75 | hrs | =GetRate("LAB1",$A6,2) | 1 | =PRODUCT(C6*E6,F6) | =G6
B | Electrician | Labour, ref A4 | 0.75 | hrs | =GetRate("LAB1",$A7,2) | 1 | =PRODUCT(C7*E7,F7) | =G7
B |  | Margin | =GetValue("Builders margin",3) | % | =SubTotal(G1:G7) | 1 | =PRODUCT(C8*E8,F8) | =G8
I | T33.30.028 | 50A | T33.30_ELE_Power Equipment: Switches, Dimmers | No
B | PDL_00143 | PDL 56SW350 50a 3P sw | 1 | No | =GetRate("ELE",$A1,2) | 1 | =PRODUCT(C1*E1,F1) | =G1
B |  | Electrical Fitting Discount | =GetValue("Discount ELE Fitting",3) | % | =SubTotal(G1:G1) | 1 | =PRODUCT(C2*E2,F2) | =G2
B | PDL_00127 | PDL 56 SW110 10a 1P switch_IP56 Accessories - Industrial | 1 | No | =GetRate("ELE",$A3,2) | 1 | =PRODUCT(C3*E3,F3) | =G3
B |  | Electrical Fitting Discount | =GetValue("Discount ELE Fitting",3) | % | =SubTotal(G3:G3) | 1 | =PRODUCT(C4*E4,F4) | =G4
B |  | Electrical Waste and Fixings | =GetValue("Waste 7.5%",3) | % | =SubTotal(G3:G4) | 1 | =PRODUCT(C5*E5,F5) | =G5
B | Electrician | Labour, ref A1 | 0 | hrs | =GetRate("LAB1",$A6,2) | 1 | =PRODUCT(C6*E6,F6) | =G6
B | Electrician | Labour, ref A4 | 0.75 | hrs | =GetRate("LAB1",$A7,2) | 1 | =PRODUCT(C7*E7,F7) | =G7
B |  | Margin | =GetValue("Builders margin",3) | % | =SubTotal(G1:G7) | 1 | =PRODUCT(C8*E8,F8) | =G8
I | T33.30.031 | 63A | T33.30_ELE_Power Equipment: Switches, Dimmers | No
B | PDL_00146 | PDL 56SW363 63a 3P sw | 1 | No | =GetRate("ELE",$A1,2) | 1 | =PRODUCT(C1*E1,F1) | =G1
B |  | Electrical Fitting Discount | =GetValue("Discount ELE Fitting",3) | % | =SubTotal(G1:G1) | 1 | =PRODUCT(C2*E2,F2) | =G2
B | PDL_00127 | PDL 56 SW110 10a 1P switch_IP56 Accessories - Industrial | 1 | No | =GetRate("ELE",$A3,2) | 1 | =PRODUCT(C3*E3,F3) | =G3
B |  | Electrical Fitting Discount | =GetValue("Discount ELE Fitting",3) | % | =SubTotal(G3:G3) | 1 | =PRODUCT(C4*E4,F4) | =G4
B |  | Electrical Waste and Fixings | =GetValue("Waste 7.5%",3) | % | =SubTotal(G3:G4) | 1 | =PRODUCT(C5*E5,F5) | =G5
B | Electrician | Labour, ref A1 | 0 | hrs | =GetRate("LAB1",$A6,2) | 1 | =PRODUCT(C6*E6,F6) | =G6
B | Electrician | Labour, ref A4 | 0.75 | hrs | =GetRate("LAB1",$A7,2) | 1 | =PRODUCT(C7*E7,F7) | =G7
B |  | Margin | =GetValue("Builders margin",3) | % | =SubTotal(G1:G7) | 1 | =PRODUCT(C8*E8,F8) | =G8
I | T33.30.034 | <b>Lighting Dimmer and Switch</b> | T33.30_ELE_Power Equipment: Switches, Dimmers
I | T33.30.037 | Domestic/light duty | T33.30_ELE_Power Equipment: Switches, Dimmers
I | T33.30.040 | 500W | T33.30_ELE_Power Equipment: Switches, Dimmers | No
B | HPM_XL400L | XL DIMMER 400W LEADING EDGE WHITE | 1 | No | =GetRate("ELE",$A1,2) | 1 | =PRODUCT(C1*E1,F1) | =G1
B |  | Electrical Fitting Discount | =GetValue("Discount ELE Fitting",3) | % | =SubTotal(G1:G1) | 1 | =PRODUCT(C2*E2,F2) | =G2
B | PDL_00049 | PDL 144 plastic flush box_General accessories | 1 | No | =GetRate("ELE",$A3,2) | 1 | =PRODUCT(C3*E3,F3) | =G3
B |  | Electrical Fitting Discount | =GetValue("Discount ELE Fitting",3) | % | =SubTotal(G3:G3) | 1 | =PRODUCT(C4*E4,F4) | =G4
B |  | Electrical Waste and Fixings | =GetValue("Waste 7.5%",3) | % | =SubTotal(G3:G4) | 1 | =PRODUCT(C5*E5,F5) | =G5
B | Electrician | Labour, ref A1 | 0.35 | hrs | =GetRate("LAB1",$A6,2) | 1 | =PRODUCT(C6*E6,F6) | =G6
B | Electrician | Labour, ref A4 | 0.05 | hrs | =GetRate("LAB1",$A7,2) | 1 | =PRODUCT(C7*E7,F7) | =G7
B |  | Margin | =GetValue("Builders margin",3) | % | =SubTotal(G1:G7) | 1 | =PRODUCT(C8*E8,F8) | =G8
I | T33.30.043 | 1000W | T33.30_ELE_Power Equipment: Switches, Dimmers | No
B | HPM_1000TM | WE DIMMER MECH 1000W TRAILING WHITE | 1 | No | =GetRate("ELE",$A1,2) | 1 | =PRODUCT(C1*E1,F1) | =G1
B |  | Electrical Fitting Discount | =GetValue("Discount ELE Fitting",3) | % | =SubTotal(G1:G1) | 1 | =PRODUCT(C2*E2,F2) | =G2
B | PDL_00049 | PDL 144 plastic flush box_General accessories | 1 | No | =GetRate("ELE",$A3,2) | 1 | =PRODUCT(C3*E3,F3) | =G3
B |  | Electrical Fitting Discount | =GetValue("Discount ELE Fitting",3) | % | =SubTotal(G3:G3) | 1 | =PRODUCT(C4*E4,F4) | =G4
B |  | Electrical Waste and Fixings | =GetValue("Waste 7.5%",3) | % | =SubTotal(G3:G4) | 1 | =PRODUCT(C5*E5,F5) | =G5
B | Electrician | Labour, ref A1 | 0.5 | hrs | =GetRate("LAB1",$A6,2) | 1 | =PRODUCT(C6*E6,F6) | =G6
B | Electrician | Labour, ref A4 | 0.05 | hrs | =GetRate("LAB1",$A7,2) | 1 | =PRODUCT(C7*E7,F7) | =G7
B |  | Margin | =GetValue("Builders margin",3) | % | =SubTotal(G1:G7) | 1 | =PRODUCT(C8*E8,F8) | =G8
I | T33.30.046 | Commercial/heavy duty | T33.30_ELE_Power Equipment: Switches, Dimmers
I | T33.30.049 | 1000W | T33.30_ELE_Power Equipment: Switches, Dimmers | No
B | HPM_1000TM | WE DIMMER MECH 1000W TRAILING WHITE | 1 | No | =GetRate("ELE",$A1,2) | 1 | =PRODUCT(C1*E1,F1) | =G1
B |  | Electrical Fitting Discount | =GetValue("Discount ELE Fitting",3) | % | =SubTotal(G1:G1) | 1 | =PRODUCT(C2*E2,F2) | =G2
B | PDL_00049 | PDL 144 plastic flush box_General accessories | 1 | No | =GetRate("ELE",$A3,2) | 1 | =PRODUCT(C3*E3,F3) | =G3
B |  | Electrical Fitting Discount | =GetValue("Discount ELE Fitting",3) | % | =SubTotal(G3:G3) | 1 | =PRODUCT(C4*E4,F4) | =G4
B |  | Electrical Waste and Fixings | =GetValue("Waste 7.5%",3) | % | =SubTotal(G3:G4) | 1 | =PRODUCT(C5*E5,F5) | =G5
B | Electrician | Labour, ref A1 | 0.5 | hrs | =GetRate("LAB1",$A6,2) | 1 | =PRODUCT(C6*E6,F6) | =G6
B | Electrician | Labour, ref A4 | 0.05 | hrs | =GetRate("LAB1",$A7,2) | 1 | =PRODUCT(C7*E7,F7) | =G7
B |  | Margin | =GetValue("Builders margin",3) | % | =SubTotal(G1:G7) | 1 | =PRODUCT(C8*E8,F8) | =G8
I | T33.30.052 | 2000W | T33.30_ELE_Power Equipment: Switches, Dimmers | No
B | HPM_2000E | WE LIGHT DIMMER 2000VA WHITE EMC COMPLIANT | 1 | No | =GetRate("ELE",$A1,2) | 1 | =PRODUCT(C1*E1,F1) | =G1
B |  | Electrical Fitting Discount | =GetValue("Discount ELE Fitting",3) | % | =SubTotal(G1:G1) | 1 | =PRODUCT(C2*E2,F2) | =G2
B | PDL_00049 | PDL 144 plastic flush box_General accessories | 1 | No | =GetRate("ELE",$A3,2) | 1 | =PRODUCT(C3*E3,F3) | =G3
B |  | Electrical Fitting Discount | =GetValue("Discount ELE Fitting",3) | % | =SubTotal(G3:G3) | 1 | =PRODUCT(C4*E4,F4) | =G4
B |  | Electrical Waste and Fixings | =GetValue("Waste 7.5%",3) | % | =SubTotal(G3:G4) | 1 | =PRODUCT(C5*E5,F5) | =G5
B | Electrician | Labour, ref A1 | 1 | hrs | =GetRate("LAB1",$A6,2) | 1 | =PRODUCT(C6*E6,F6) | =G6
B | Electrician | Labour, ref A4 | 0.05 | hrs | =GetRate("LAB1",$A7,2) | 1 | =PRODUCT(C7*E7,F7) | =G7
B |  | Margin | =GetValue("Builders margin",3) | % | =SubTotal(G1:G7) | 1 | =PRODUCT(C8*E8,F8) | =G8
I | T33.30.055 | Commercial duty type controlled by one or more remotely located push button stations | T33.30_ELE_Power Equipment: Switches, Dimmers
I | T33.30.058 | 2500W | T33.30_ELE_Power Equipment: Switches, Dimmers | No | 1136.9962
I | T33.30.061 | 5000W | T33.30_ELE_Power Equipment: Switches, Dimmers | No | 3006.4803
I | T33.30.064 | 8000W | T33.30_ELE_Power Equipment: Switches, Dimmers | No | 3389.1233
I | T33.30.067 | <b>Photo-Electrical Cell Lighting Control,</b> fixed to masonry | T33.30_ELE_Power Equipment: Switches, Dimmers | No | 208.8137
I | T33.31.001 | Power Equipment: Sockets | T33.31_ELE_Power Equipment: Sockets
I | T33.31.004 | <b>General Power Outlet</b> | T33.31_ELE_Power Equipment: Sockets
I | T33.31.007 | Single, 10A | T33.31_ELE_Power Equipment: Sockets | No
B | HPM_XL787S | EXCEL SGL HORIZ COMBI SAFETY BEIGE | 1 | No | =GetRate("ELE",$A1,2) | 1 | =PRODUCT(C1*E1,F1) | =G1
B |  | Electrical Fitting Discount | =GetValue("Discount ELE Fitting",3) | % | =SubTotal(G1:G1) | 1 | =PRODUCT(C2*E2,F2) | =G2
B | PDL_00049 | PDL 144 plastic flush box_General accessories | 1 | No | =GetRate("ELE",$A3,2) | 1 | =PRODUCT(C3*E3,F3) | =G3
B |  | Electrical Fitting Discount | =GetValue("Discount ELE Fitting",3) | % | =SubTotal(G3:G3) | 1 | =PRODUCT(C4*E4,F4) | =G4
B |  | Electrical Waste and Fixings | =GetValue("Waste 7.5%",3) | % | =SubTotal(G3:G4) | 1 | =PRODUCT(C5*E5,F5) | =G5
B | Electrician | Labour, ref A1 | 0.25 | hrs | =GetRate("LAB1",$A6,2) | 1 | =PRODUCT(C6*E6,F6) | =G6
B | Electrician | Labour, ref A4 | 0.05 | hrs | =GetRate("LAB1",$A7,2) | 1 | =PRODUCT(C7*E7,F7) | =G7
B |  | Margin | =GetValue("Builders margin",3) | % | =SubTotal(G1:G7) | 1 | =PRODUCT(C8*E8,F8) | =G8
I | T33.31.010 | Double, 10A | T33.31_ELE_Power Equipment: Sockets | No
B | HPM_XL777S | EXCEL DBL HORIZ COMBI SAFETY BEIGE | 1 | No | =GetRate("ELE",$A1,2) | 1 | =PRODUCT(C1*E1,F1) | =G1
B |  | Electrical Fitting Discount | =GetValue("Discount ELE Fitting",3) | % | =SubTotal(G1:G1) | 1 | =PRODUCT(C2*E2,F2) | =G2
B | PDL_00049 | PDL 144 plastic flush box_General accessories | 1 | No | =GetRate("ELE",$A3,2) | 1 | =PRODUCT(C3*E3,F3) | =G3
B |  | Electrical Fitting Discount | =GetValue("Discount ELE Fitting",3) | % | =SubTotal(G3:G3) | 1 | =PRODUCT(C4*E4,F4) | =G4
B |  | Electrical Waste and Fixings | =GetValue("Waste 7.5%",3) | % | =SubTotal(G3:G4) | 1 | =PRODUCT(C5*E5,F5) | =G5
B | Electrician | Labour, ref A1 | 0.25 | hrs | =GetRate("LAB1",$A6,2) | 1 | =PRODUCT(C6*E6,F6) | =G6
B | Electrician | Labour, ref A4 | 0.05 | hrs | =GetRate("LAB1",$A7,2) | 1 | =PRODUCT(C7*E7,F7) | =G7
B |  | Margin | =GetValue("Builders margin",3) | % | =SubTotal(G1:G7) | 1 | =PRODUCT(C8*E8,F8) | =G8
I | T33.31.013 | Single weatherproof, 10A | T33.31_ELE_Power Equipment: Sockets | No
B | PDL_00148 | PDL 56CV310 10a comb sw/skt_IP56 Accessories - Industrial | 1 | No | =GetRate("ELE",$A1,2) | 1 | =PRODUCT(C1*E1,F1) | =G1
B |  | Electrical Fitting Discount | =GetValue("Discount ELE Fitting",3) | % | =SubTotal(G1:G1) | 1 | =PRODUCT(C2*E2,F2) | =G2
B | PDL_00178 | PDL 56E2 2 gang enclosure_IP56 Accessories - Industrial | 1 | No | =GetRate("ELE",$A3,2) | 1 | =PRODUCT(C3*E3,F3) | =G3
B |  | Electrical Fitting Discount | =GetValue("Discount ELE Fitting",3) | % | =SubTotal(G3:G3) | 1 | =PRODUCT(C4*E4,F4) | =G4
B |  | Electrical Waste and Fixings | =GetValue("Waste 7.5%",3) | % | =SubTotal(G3:G4) | 1 | =PRODUCT(C5*E5,F5) | =G5
B | Electrician | Labour, ref A1 | 0.75 | hrs | =GetRate("LAB1",$A6,2) | 1 | =PRODUCT(C6*E6,F6) | =G6
B | Electrician | Labour, ref A4 | 0.3 | hrs | =GetRate("LAB1",$A7,2) | 1 | =PRODUCT(C7*E7,F7) | =G7
B |  | Margin | =GetValue("Builders margin",3) | % | =SubTotal(G1:G7) | 1 | =PRODUCT(C8*E8,F8) | =G8
I | T33.31.016 | RCD protected outlet, 10A | T33.31_ELE_Power Equipment: Sockets | No
B | HPM_XL777EL30 | ELECTRESAFE 30MA 10AMP SW/SKT XCEL BLACK | 1 | No | =GetRate("ELE",$A1,2) | 1 | =PRODUCT(C1*E1,F1) | =G1
B |  | Electrical Fitting Discount | =GetValue("Discount ELE Fitting",3) | % | =SubTotal(G1:G1) | 1 | =PRODUCT(C2*E2,F2) | =G2
B | PDL_00049 | PDL 144 plastic flush box_General accessories | 1 | No | =GetRate("ELE",$A3,2) | 1 | =PRODUCT(C3*E3,F3) | =G3
B |  | Electrical Fitting Discount | =GetValue("Discount ELE Fitting",3) | % | =SubTotal(G3:G3) | 1 | =PRODUCT(C4*E4,F4) | =G4
B |  | Electrical Waste and Fixings | =GetValue("Waste 7.5%",3) | % | =SubTotal(G3:G4) | 1 | =PRODUCT(C5*E5,F5) | =G5
B | Electrician | Labour, ref A1 | 0.25 | hrs | =GetRate("LAB1",$A6,2) | 1 | =PRODUCT(C6*E6,F6) | =G6
B | Electrician | Labour, ref A4 | 0.05 | hrs | =GetRate("LAB1",$A7,2) | 1 | =PRODUCT(C7*E7,F7) | =G7
B |  | Margin | =GetValue("Builders margin",3) | % | =SubTotal(G1:G7) | 1 | =PRODUCT(C8*E8,F8) | =G8
I | T33.31.019 | <b>Three Phase Outlet</b> | T33.31_ELE_Power Equipment: Sockets
I | T33.31.022 | Weatherproof | T33.31_ELE_Power Equipment: Sockets
I | T33.31.025 | 16A, four pin | T33.31_ELE_Power Equipment: Sockets | No
B | PDL_00157 | PDL 56CV416 16a 3ph sw/skt - 4 pin_IP56 Accessories - Industrial | 1 | No | =GetRate("ELE",$A1,2) | 1 | =PRODUCT(C1*E1,F1) | =G1
B |  | Electrical Fitting Discount | =GetValue("Discount ELE Fitting",3) | % | =SubTotal(G1:G1) | 1 | =PRODUCT(C2*E2,F2) | =G2
B | PDL_00178 | PDL 56E2 2 gang enclosure_IP56 Accessories - Industrial | 1 | No | =GetRate("ELE",$A3,2) | 1 | =PRODUCT(C3*E3,F3) | =G3
B |  | Electrical Fitting Discount | =GetValue("Discount ELE Fitting",3) | % | =SubTotal(G3:G3) | 1 | =PRODUCT(C4*E4,F4) | =G4
B |  | Electrical Waste and Fixings | =GetValue("Waste 7.5%",3) | % | =SubTotal(G3:G4) | 1 | =PRODUCT(C5*E5,F5) | =G5
B | Electrician | Labour, ref A1 | 0.75 | hrs | =GetRate("LAB1",$A6,2) | 1 | =PRODUCT(C6*E6,F6) | =G6
B | Electrician | Labour, ref A4 | 0.3 | hrs | =GetRate("LAB1",$A7,2) | 1 | =PRODUCT(C7*E7,F7) | =G7
B |  | Margin | =GetValue("Builders margin",3) | % | =SubTotal(G1:G7) | 1 | =PRODUCT(C8*E8,F8) | =G8
I | T33.31.028 | 20A, five pin | T33.31_ELE_Power Equipment: Sockets | No
B | PDL_00161 | PDL 56CV520 20a 3 ph sw/skt 5 pin | 1 | No | =GetRate("ELE",$A1,2) | 1 | =PRODUCT(C1*E1,F1) | =G1
B |  | Electrical Fitting Discount | =GetValue("Discount ELE Fitting",3) | % | =SubTotal(G1:G1) | 1 | =PRODUCT(C2*E2,F2) | =G2
B | PDL_00178 | PDL 56E2 2 gang enclosure_IP56 Accessories - Industrial | 1 | No | =GetRate("ELE",$A3,2) | 1 | =PRODUCT(C3*E3,F3) | =G3
B |  | Electrical Fitting Discount | =GetValue("Discount ELE Fitting",3) | % | =SubTotal(G3:G3) | 1 | =PRODUCT(C4*E4,F4) | =G4
B |  | Electrical Waste and Fixings | =GetValue("Waste 7.5%",3) | % | =SubTotal(G3:G4) | 1 | =PRODUCT(C5*E5,F5) | =G5
B | Electrician | Labour, ref A1 | 0.75 | hrs | =GetRate("LAB1",$A6,2) | 1 | =PRODUCT(C6*E6,F6) | =G6
B | Electrician | Labour, ref A4 | 0.3 | hrs | =GetRate("LAB1",$A7,2) | 1 | =PRODUCT(C7*E7,F7) | =G7
B |  | Margin | =GetValue("Builders margin",3) | % | =SubTotal(G1:G7) | 1 | =PRODUCT(C8*E8,F8) | =G8
I | T33.31.031 | Industrial | T33.31_ELE_Power Equipment: Sockets
I | T33.31.034 | 32A, four pin | T33.31_ELE_Power Equipment: Sockets | No
B | PDL_00157 | PDL 56CV416 16a 3ph sw/skt - 4 pin_IP56 Accessories - Industrial | 1 | No | =GetRate("ELE",$A1,2) | 1 | =PRODUCT(C1*E1,F1) | =G1
B |  | Electrical Fitting Discount | =GetValue("Discount ELE Fitting",3) | % | =SubTotal(G1:G1) | 1 | =PRODUCT(C2*E2,F2) | =G2
B | PDL_00178 | PDL 56E2 2 gang enclosure_IP56 Accessories - Industrial | 1 | No | =GetRate("ELE",$A3,2) | 1 | =PRODUCT(C3*E3,F3) | =G3
B |  | Electrical Fitting Discount | =GetValue("Discount ELE Fitting",3) | % | =SubTotal(G3:G3) | 1 | =PRODUCT(C4*E4,F4) | =G4
B |  | Electrical Waste and Fixings | =GetValue("Waste 7.5%",3) | % | =SubTotal(G3:G4) | 1 | =PRODUCT(C5*E5,F5) | =G5
B | Electrician | Labour, ref A1 | 0.75 | hrs | =GetRate("LAB1",$A6,2) | 1 | =PRODUCT(C6*E6,F6) | =G6
B | Electrician | Labour, ref A4 | 0.3 | hrs | =GetRate("LAB1",$A7,2) | 1 | =PRODUCT(C7*E7,F7) | =G7
B |  | Margin | =GetValue("Builders margin",3) | % | =SubTotal(G1:G7) | 1 | =PRODUCT(C8*E8,F8) | =G8
I | T33.31.037 | 50A, four pin | T33.31_ELE_Power Equipment: Sockets | No
B | PDL_00161 | PDL 56CV520 20a 3 ph sw/skt 5 pin | 1 | No | =GetRate("ELE",$A1,2) | 1 | =PRODUCT(C1*E1,F1) | =G1
B |  | Electrical Fitting Discount | =GetValue("Discount ELE Fitting",3) | % | =SubTotal(G1:G1) | 1 | =PRODUCT(C2*E2,F2) | =G2
B | PDL_00178 | PDL 56E2 2 gang enclosure_IP56 Accessories - Industrial | 1 | No | =GetRate("ELE",$A3,2) | 1 | =PRODUCT(C3*E3,F3) | =G3
B |  | Electrical Fitting Discount | =GetValue("Discount ELE Fitting",3) | % | =SubTotal(G3:G3) | 1 | =PRODUCT(C4*E4,F4) | =G4
B |  | Electrical Waste and Fixings | =GetValue("Waste 7.5%",3) | % | =SubTotal(G3:G4) | 1 | =PRODUCT(C5*E5,F5) | =G5
B | Electrician | Labour, ref A1 | 0.75 | hrs | =GetRate("LAB1",$A6,2) | 1 | =PRODUCT(C6*E6,F6) | =G6
B | Electrician | Labour, ref A4 | 0.3 | hrs | =GetRate("LAB1",$A7,2) | 1 | =PRODUCT(C7*E7,F7) | =G7
B |  | Margin | =GetValue("Builders margin",3) | % | =SubTotal(G1:G7) | 1 | =PRODUCT(C8*E8,F8) | =G8
I | T33.32.001 | Power Equipment: Heaters | T33.32_ELE_Power Equipment: Heaters
I | T33.32.004 | <b>Fan Heater,</b> wall mounted, 2200W | T33.32_ELE_Power Equipment: Heaters | No
B | PM_36HTC_001 | SERENE 2.24KW METAL AXIAL FAN HEATER SS | 1 | No | =GetRate("SUP1",$A1,2) | 1 | =PRODUCT(C1*E1,F1) | =G1
B |  | Electrical Fitting Discount | =GetValue("Discount ELE Fitting",3) | % | =SubTotal(G1:G1) | 1 | =PRODUCT(C2*E2,F2) | =G2
B | HPM_D770/2PC | WE PERMANENT CONNECTION UNIT WHITE | 1 | No | =GetRate("ELE",$A3,2) | 1 | =PRODUCT(C3*E3,F3) | =G3
B |  | Electrical Fitting Discount | =GetValue("Discount ELE Fitting",3) | % | =SubTotal(G3:G3) | 1 | =PRODUCT(C4*E4,F4) | =G4
B | PDL_00049 | PDL 144 plastic flush box_General accessories | 1 | No | =GetRate("ELE",$A5,2) | 1 | =PRODUCT(C5*E5,F5) | =G5
B |  | Electrical Fitting Discount | =GetValue("Discount ELE Fitting",3) | % | =SubTotal(G5:G5) | 1 | =PRODUCT(C6*E6,F6) | =G6
B | FLEX_32860 | 1.5mm2 3C Standard Ordinary Duty Flexible Cord 250/440V | 1 | m | =GetRate("ELE",$A7,2) | 1 | =PRODUCT(C7*E7,F7) | =G7
B |  | Electrical Fitting Discount | =GetValue("Discount ELE Fitting",3) | % | =SubTotal(G7:G7) | 1 | =PRODUCT(C8*E8,F8) | =G8
B |  | Electrical Waste and Fixings | =GetValue("Waste 7.5%",3) | % | =SubTotal(G7:G8) | 1 | =PRODUCT(C9*E9,F9) | =G9
B | Electrician | Labour, ref A1 | 0.6 | hrs | =GetRate("LAB1",$A10,2) | 1 | =PRODUCT(C10*E10,F10) | =G10
B | Electrician | Labour, ref A4 | 0.25 | hrs | =GetRate("LAB1",$A11,2) | 1 | =PRODUCT(C11*E11,F11) | =G11
B | Electrician | Labour, ref A7 | 0.05 | hrs | =GetRate("LAB1",$A12,2) | 1 | =PRODUCT(C12*E12,F12) | =G12
B | Electrician | Labour, ref A10 | 0.25 | hrs | =GetRate("LAB1",$A13,2) | 1 | =PRODUCT(C13*E13,F13) | =G13
B |  | Margin | =GetValue("Builders margin",3) | % | =SubTotal(G1:G13) | 1 | =PRODUCT(C14*E14,F14) | =G14
I | T33.32.007 | <b>Bathroom Heater</b> | T33.32_ELE_Power Equipment: Heaters | No
B | PM_36HTC_031 | GOLDAIR GLOSS WHITE BATHROOM HEATER 2.4KW GBH100 | 1 | No | =GetRate("SUP1",$A1,2) | 1 | =PRODUCT(C1*E1,F1) | =G1
B |  | Electrical Fitting Discount | =GetValue("Discount ELE Fitting",3) | % | =SubTotal(G1:G1) | 1 | =PRODUCT(C2*E2,F2) | =G2
B | HPM_D770/2PC | WE PERMANENT CONNECTION UNIT WHITE | 1 | No | =GetRate("ELE",$A3,2) | 1 | =PRODUCT(C3*E3,F3) | =G3
B |  | Electrical Fitting Discount | =GetValue("Discount ELE Fitting",3) | % | =SubTotal(G3:G3) | 1 | =PRODUCT(C4*E4,F4) | =G4
B | PDL_00049 | PDL 144 plastic flush box_General accessories | 1 | No | =GetRate("ELE",$A5,2) | 1 | =PRODUCT(C5*E5,F5) | =G5
B |  | Electrical Fitting Discount | =GetValue("Discount ELE Fitting",3) | % | =SubTotal(G5:G5) | 1 | =PRODUCT(C6*E6,F6) | =G6
B | FLEX_32860 | 1.5mm2 3C Standard Ordinary Duty Flexible Cord 250/440V | 1 | m | =GetRate("ELE",$A7,2) | 1 | =PRODUCT(C7*E7,F7) | =G7
B |  | Electrical Fitting Discount | =GetValue("Discount ELE Fitting",3) | % | =SubTotal(G7:G7) | 1 | =PRODUCT(C8*E8,F8) | =G8
B |  | Electrical Waste and Fixings | =GetValue("Waste 7.5%",3) | % | =SubTotal(G7:G8) | 1 | =PRODUCT(C9*E9,F9) | =G9
B | Electrician | Labour, ref A1 | 0.5 | hrs | =GetRate("LAB1",$A10,2) | 1 | =PRODUCT(C10*E10,F10) | =G10
B | Electrician | Labour, ref A4 | 0.25 | hrs | =GetRate("LAB1",$A11,2) | 1 | =PRODUCT(C11*E11,F11) | =G11
B | Electrician | Labour, ref A7 | 0.05 | hrs | =GetRate("LAB1",$A12,2) | 1 | =PRODUCT(C12*E12,F12) | =G12
B | Electrician | Labour, ref A10 | 0.25 | hrs | =GetRate("LAB1",$A13,2) | 1 | =PRODUCT(C13*E13,F13) | =G13
B |  | Margin | =GetValue("Builders margin",3) | % | =SubTotal(G1:G13) | 1 | =PRODUCT(C14*E14,F14) | =G14
I | T33.32.010 | <b>Bathroom Heat/Light/Extract unit</b> | T33.32_ELE_Power Equipment: Heaters
I | T33.32.013 | 2 light | T33.32_ELE_Power Equipment: Heaters | No
B | PM_35BTH_163 | HPM INSTANT HEAT 2 w/DUCT KIT R622D1 | 1 | No | =GetRate("SUP1",$A1,2) | 1 | =PRODUCT(C1*E1,F1) | =G1
B |  | Electrical Fitting Discount | =GetValue("Discount ELE Fitting",3) | % | =SubTotal(G1:G1) | 1 | =PRODUCT(C2*E2,F2) | =G2
B |  |  | 1 | No | 0 | 1
B |  | Electrical Fitting Discount | =GetValue("Discount ELE Fitting",3) | % | =SubTotal(G3:G3) | 1 | =PRODUCT(C4*E4,F4) | =G4
B | PDL_00049 | PDL 144 plastic flush box_General accessories | 1 | No | =GetRate("ELE",$A5,2) | 1 | =PRODUCT(C5*E5,F5) | =G5
B |  | Electrical Fitting Discount | =GetValue("Discount ELE Fitting",3) | % | =SubTotal(G5:G5) | 1 | =PRODUCT(C6*E6,F6) | =G6
B |  | Electrical Waste and Fixings | =GetValue("Waste 7.5%",3) | % | =SubTotal(G5:G6) | 1 | =PRODUCT(C7*E7,F7) | =G7
B | Electrician | Labour to install unit | 1 | hrs | =GetRate("LAB1",$A8,2) | 1 | =PRODUCT(C8*E8,F8) | =G8
B | Electrician | Labour to install duct supplied with unit | 1 | hrs | =GetRate("LAB1",$A9,2) | 1 | =PRODUCT(C9*E9,F9) | =G9
B | Electrician | Labour, ref A7 | 0.05 | hrs | =GetRate("LAB1",$A10,2) | 1 | =PRODUCT(C10*E10,F10) | =G10
B | Electrician | Labour to install switch supplied with unit | 0.25 | hrs | =GetRate("LAB1",$A11,2) | 1 | =PRODUCT(C11*E11,F11) | =G11
B |  | Margin | =GetValue("Builders margin",3) | % | =SubTotal(G1:G11) | 1 | =PRODUCT(C12*E12,F12) | =G12
I | T33.32.016 | 4 light | T33.32_ELE_Power Equipment: Heaters | No
B | PM_35BTH_166 | HPM INSTANT HEAT 4 w/DUCT KIT R622D2 | 1 | No | =GetRate("SUP1",$A1,2) | 1 | =PRODUCT(C1*E1,F1) | =G1
B |  | Electrical Fitting Discount | =GetValue("Discount ELE Fitting",3) | % | =SubTotal(G1:G1) | 1 | =PRODUCT(C2*E2,F2) | =G2
B |  |  | 1 | No | 0 | 1
B |  | Electrical Fitting Discount | =GetValue("Discount ELE Fitting",3) | % | =SubTotal(G3:G3) | 1 | =PRODUCT(C4*E4,F4) | =G4
B | PDL_00049 | PDL 144 plastic flush box_General accessories | 1 | No | =GetRate("ELE",$A5,2) | 1 | =PRODUCT(C5*E5,F5) | =G5
B |  | Electrical Fitting Discount | =GetValue("Discount ELE Fitting",3) | % | =SubTotal(G5:G5) | 1 | =PRODUCT(C6*E6,F6) | =G6
B |  | Electrical Waste and Fixings | =GetValue("Waste 7.5%",3) | % | =SubTotal(G5:G6) | 1 | =PRODUCT(C7*E7,F7) | =G7
B | Electrician | Labour to install unit | 1.5 | hrs | =GetRate("LAB1",$A8,2) | 1 | =PRODUCT(C8*E8,F8) | =G8
B | Electrician | Labour to install duct supplied with unit | 1 | hrs | =GetRate("LAB1",$A9,2) | 1 | =PRODUCT(C9*E9,F9) | =G9
B | Electrician | Labour, ref A7 | 0.05 | hrs | =GetRate("LAB1",$A10,2) | 1 | =PRODUCT(C10*E10,F10) | =G10
B | Electrician | Labour to install switch supplied with unit | 0.25 | hrs | =GetRate("LAB1",$A11,2) | 1 | =PRODUCT(C11*E11,F11) | =G11
B |  | Margin | =GetValue("Builders margin",3) | % | =SubTotal(G1:G11) | 1 | =PRODUCT(C12*E12,F12) | =G12
I | T33.32.019 | <b>Panel Heater,</b> wall mounted | T33.32_ELE_Power Equipment: Heaters
I | T33.32.022 | Econo-Heat, 260W | T33.32_ELE_Power Equipment: Heaters | No
B | PM_36HTC_028 | ECONO-HEAT PANEL HEATER 260W 450X600MM | 1 | ea | =GetRate("SUP1",$A1,2) | 1 | =PRODUCT(C1*E1,F1) | =G1
B |  | Electrical Fitting Discount | =GetValue("Discount ELE General",3) | % | =SubTotal(G1:G1) | 1 | =PRODUCT(C2*E2,F2) | =G2
B | HPM_D770/2PC | WE PERMANENT CONNECTION UNIT WHITE | 1 | No | =GetRate("ELE",$A3,2) | 1 | =PRODUCT(C3*E3,F3) | =G3
B |  | Electrical Fitting Discount | =GetValue("Discount ELE Fitting",3) | % | =SubTotal(G3:G3) | 1 | =PRODUCT(C4*E4,F4) | =G4
B | PDL_00049 | PDL 144 plastic flush box_General accessories | 1 | No | =GetRate("ELE",$A5,2) | 1 | =PRODUCT(C5*E5,F5) | =G5
B |  | Electrical Fitting Discount | =GetValue("Discount ELE Fitting",3) | % | =SubTotal(G5:G5) | 1 | =PRODUCT(C6*E6,F6) | =G6
B | FLEX_32860 | 1.5mm2 3C Standard Ordinary Duty Flexible Cord 250/440V | 1 | m | =GetRate("ELE",$A7,2) | 1 | =PRODUCT(C7*E7,F7) | =G7
B |  | Electrical Fitting Discount | =GetValue("Discount ELE Fitting",3) | % | =SubTotal(G7:G7) | 1 | =PRODUCT(C8*E8,F8) | =G8
B |  | Electrical Waste and Fixings | =GetValue("Waste 7.5%",3) | % | =SubTotal(G7:G8) | 1 | =PRODUCT(C9*E9,F9) | =G9
B | Electrician | Labour, ref A1 | 0.4 | hrs | =GetRate("LAB1",$A10,2) | 1 | =PRODUCT(C10*E10,F10) | =G10
B | Electrician | Labour, ref A4 | 0.25 | hrs | =GetRate("LAB1",$A11,2) | 1 | =PRODUCT(C11*E11,F11) | =G11
B | Electrician | Labour, ref A7 | 0.05 | hrs | =GetRate("LAB1",$A12,2) | 1 | =PRODUCT(C12*E12,F12) | =G12
B | Electrician | Labour, ref A10 | 0.25 | hrs | =GetRate("LAB1",$A13,2) | 1 | =PRODUCT(C13*E13,F13) | =G13
B |  | Margin | =GetValue("Builders margin",3) | % | =SubTotal(G1:G13) | 1 | =PRODUCT(C14*E14,F14) | =G14
I | T33.32.025 | Econo-Heat, 400W | T33.32_ELE_Power Equipment: Heaters | No
B | PM_36HTC_025 | ECONO-HEAT PANEL HEATER 400W 600X600MM | 1 | ea | =GetRate("SUP1",$A1,2) | 1 | =PRODUCT(C1*E1,F1) | =G1
B |  | Electrical Fitting Discount | =GetValue("Discount ELE General",3) | % | =SubTotal(G1:G1) | 1 | =PRODUCT(C2*E2,F2) | =G2
B | HPM_D770/2PC | WE PERMANENT CONNECTION UNIT WHITE | 1 | No | =GetRate("ELE",$A3,2) | 1 | =PRODUCT(C3*E3,F3) | =G3
B |  | Electrical Fitting Discount | =GetValue("Discount ELE Fitting",3) | % | =SubTotal(G3:G3) | 1 | =PRODUCT(C4*E4,F4) | =G4
B | PDL_00049 | PDL 144 plastic flush box_General accessories | 1 | No | =GetRate("ELE",$A5,2) | 1 | =PRODUCT(C5*E5,F5) | =G5
B |  | Electrical Fitting Discount | =GetValue("Discount ELE Fitting",3) | % | =SubTotal(G5:G5) | 1 | =PRODUCT(C6*E6,F6) | =G6
B | FLEX_32860 | 1.5mm2 3C Standard Ordinary Duty Flexible Cord 250/440V | 1 | m | =GetRate("ELE",$A7,2) | 1 | =PRODUCT(C7*E7,F7) | =G7
B |  | Electrical Fitting Discount | =GetValue("Discount ELE Fitting",3) | % | =SubTotal(G7:G7) | 1 | =PRODUCT(C8*E8,F8) | =G8
B |  | Electrical Waste and Fixings | =GetValue("Waste 7.5%",3) | % | =SubTotal(G7:G8) | 1 | =PRODUCT(C9*E9,F9) | =G9
B | Electrician | Labour, ref A1 | 0.4 | hrs | =GetRate("LAB1",$A10,2) | 1 | =PRODUCT(C10*E10,F10) | =G10
B | Electrician | Labour, ref A4 | 0.25 | hrs | =GetRate("LAB1",$A11,2) | 1 | =PRODUCT(C11*E11,F11) | =G11
B | Electrician | Labour, ref A7 | 0.05 | hrs | =GetRate("LAB1",$A12,2) | 1 | =PRODUCT(C12*E12,F12) | =G12
B | Electrician | Labour, ref A10 | 0.25 | hrs | =GetRate("LAB1",$A13,2) | 1 | =PRODUCT(C13*E13,F13) | =G13
B |  | Margin | =GetValue("Builders margin",3) | % | =SubTotal(G1:G13) | 1 | =PRODUCT(C14*E14,F14) | =G14
I | T33.32.028 | <b>Panel Heater,</b> wall mounted | T33.32_ELE_Power Equipment: Heaters
I | T33.32.040 | <b>Panel Heater,</b> wall mounted | T33.32_ELE_Power Equipment: Heaters
I | T33.32.043 | Stiebel Eltron, 1000W | T33.32_ELE_Power Equipment: Heaters | No
B | PM_36HTC_013 | STIEBEL ELTRON 1000W SLIM SILENT HEATER | 1 | ea | =GetRate("SUP1",$A1,2) | 1 | =PRODUCT(C1*E1,F1) | =G1
B |  | Electrical Fitting Discount | =GetValue("Discount ELE General",3) | % | =SubTotal(G1:G1) | 1 | =PRODUCT(C2*E2,F2) | =G2
B | HPM_D770/2PC | WE PERMANENT CONNECTION UNIT WHITE | 1 | No | =GetRate("ELE",$A3,2) | 1 | =PRODUCT(C3*E3,F3) | =G3
B |  | Electrical Fitting Discount | =GetValue("Discount ELE Fitting",3) | % | =SubTotal(G3:G3) | 1 | =PRODUCT(C4*E4,F4) | =G4
B | PDL_00049 | PDL 144 plastic flush box_General accessories | 1 | No | =GetRate("ELE",$A5,2) | 1 | =PRODUCT(C5*E5,F5) | =G5
B |  | Electrical Fitting Discount | =GetValue("Discount ELE Fitting",3) | % | =SubTotal(G5:G5) | 1 | =PRODUCT(C6*E6,F6) | =G6
B | FLEX_32860 | 1.5mm2 3C Standard Ordinary Duty Flexible Cord 250/440V | 1 | m | =GetRate("ELE",$A7,2) | 1 | =PRODUCT(C7*E7,F7) | =G7
B |  | Electrical Fitting Discount | =GetValue("Discount ELE Fitting",3) | % | =SubTotal(G7:G7) | 1 | =PRODUCT(C8*E8,F8) | =G8
B |  | Electrical Waste and Fixings | =GetValue("Waste 7.5%",3) | % | =SubTotal(G7:G8) | 1 | =PRODUCT(C9*E9,F9) | =G9
B | Electrician | Labour, ref A1 | 0.5 | hrs | =GetRate("LAB1",$A10,2) | 1 | =PRODUCT(C10*E10,F10) | =G10
B | Electrician | Labour, ref A4 | 0.25 | hrs | =GetRate("LAB1",$A11,2) | 1 | =PRODUCT(C11*E11,F11) | =G11
B | Electrician | Labour, ref A7 | 0.05 | hrs | =GetRate("LAB1",$A12,2) | 1 | =PRODUCT(C12*E12,F12) | =G12
B | Electrician | Labour, ref A10 | 0.25 | hrs | =GetRate("LAB1",$A13,2) | 1 | =PRODUCT(C13*E13,F13) | =G13
B |  | Margin | =GetValue("Builders margin",3) | % | =SubTotal(G1:G13) | 1 | =PRODUCT(C14*E14,F14) | =G14
I | T33.32.046 | Stiebel Eltron, 1500W | T33.32_ELE_Power Equipment: Heaters | No
B | PM_36HTC_016 | STIEBEL ELTRON 1500W SLIM SILENT HEATER | 1 | ea | =GetRate("SUP1",$A1,2) | 1 | =PRODUCT(C1*E1,F1) | =G1
B |  | Electrical Fitting Discount | =GetValue("Discount ELE General",3) | % | =SubTotal(G1:G1) | 1 | =PRODUCT(C2*E2,F2) | =G2
B | HPM_D770/2PC | WE PERMANENT CONNECTION UNIT WHITE | 1 | No | =GetRate("ELE",$A3,2) | 1 | =PRODUCT(C3*E3,F3) | =G3
B |  | Electrical Fitting Discount | =GetValue("Discount ELE Fitting",3) | % | =SubTotal(G3:G3) | 1 | =PRODUCT(C4*E4,F4) | =G4
B | PDL_00049 | PDL 144 plastic flush box_General accessories | 1 | No | =GetRate("ELE",$A5,2) | 1 | =PRODUCT(C5*E5,F5) | =G5
B |  | Electrical Fitting Discount | =GetValue("Discount ELE Fitting",3) | % | =SubTotal(G5:G5) | 1 | =PRODUCT(C6*E6,F6) | =G6
B | FLEX_32860 | 1.5mm2 3C Standard Ordinary Duty Flexible Cord 250/440V | 1 | m | =GetRate("ELE",$A7,2) | 1 | =PRODUCT(C7*E7,F7) | =G7
B |  | Electrical Fitting Discount | =GetValue("Discount ELE Fitting",3) | % | =SubTotal(G7:G7) | 1 | =PRODUCT(C8*E8,F8) | =G8
B |  | Electrical Waste and Fixings | =GetValue("Waste 7.5%",3) | % | =SubTotal(G7:G8) | 1 | =PRODUCT(C9*E9,F9) | =G9
B | Electrician | Labour, ref A1 | 0.5 | hrs | =GetRate("LAB1",$A10,2) | 1 | =PRODUCT(C10*E10,F10) | =G10
B | Electrician | Labour, ref A4 | 0.25 | hrs | =GetRate("LAB1",$A11,2) | 1 | =PRODUCT(C11*E11,F11) | =G11
B | Electrician | Labour, ref A7 | 0.05 | hrs | =GetRate("LAB1",$A12,2) | 1 | =PRODUCT(C12*E12,F12) | =G12
B | Electrician | Labour, ref A10 | 0.25 | hrs | =GetRate("LAB1",$A13,2) | 1 | =PRODUCT(C13*E13,F13) | =G13
B |  | Margin | =GetValue("Builders margin",3) | % | =SubTotal(G1:G13) | 1 | =PRODUCT(C14*E14,F14) | =G14
I | T33.32.049 | Stiebel Eltron, 2000W | T33.32_ELE_Power Equipment: Heaters | No
B | PM_36HTC_019 | STIEBEL ELTRON 2000W SLIM SILENT HEATER | 1 | ea | =GetRate("SUP1",$A1,2) | 1 | =PRODUCT(C1*E1,F1) | =G1
B |  | Electrical Fitting Discount | =GetValue("Discount ELE General",3) | % | =SubTotal(G1:G1) | 1 | =PRODUCT(C2*E2,F2) | =G2
B | HPM_D770/2PC | WE PERMANENT CONNECTION UNIT WHITE | 1 | No | =GetRate("ELE",$A3,2) | 1 | =PRODUCT(C3*E3,F3) | =G3
B |  | Electrical Fitting Discount | =GetValue("Discount ELE Fitting",3) | % | =SubTotal(G3:G3) | 1 | =PRODUCT(C4*E4,F4) | =G4
B | PDL_00049 | PDL 144 plastic flush box_General accessories | 1 | No | =GetRate("ELE",$A5,2) | 1 | =PRODUCT(C5*E5,F5) | =G5
B |  | Electrical Fitting Discount | =GetValue("Discount ELE Fitting",3) | % | =SubTotal(G5:G5) | 1 | =PRODUCT(C6*E6,F6) | =G6
B | FLEX_32860 | 1.5mm2 3C Standard Ordinary Duty Flexible Cord 250/440V | 1 | m | =GetRate("ELE",$A7,2) | 1 | =PRODUCT(C7*E7,F7) | =G7
B |  | Electrical Fitting Discount | =GetValue("Discount ELE Fitting",3) | % | =SubTotal(G7:G7) | 1 | =PRODUCT(C8*E8,F8) | =G8
B |  | Electrical Waste and Fixings | =GetValue("Waste 7.5%",3) | % | =SubTotal(G7:G8) | 1 | =PRODUCT(C9*E9,F9) | =G9
B | Electrician | Labour, ref A1 | 0.5 | hrs | =GetRate("LAB1",$A10,2) | 1 | =PRODUCT(C10*E10,F10) | =G10
B | Electrician | Labour, ref A4 | 0.25 | hrs | =GetRate("LAB1",$A11,2) | 1 | =PRODUCT(C11*E11,F11) | =G11
B | Electrician | Labour, ref A7 | 0.05 | hrs | =GetRate("LAB1",$A12,2) | 1 | =PRODUCT(C12*E12,F12) | =G12
B | Electrician | Labour, ref A10 | 0.25 | hrs | =GetRate("LAB1",$A13,2) | 1 | =PRODUCT(C13*E13,F13) | =G13
B |  | Margin | =GetValue("Builders margin",3) | % | =SubTotal(G1:G13) | 1 | =PRODUCT(C14*E14,F14) | =G14
I | T33.32.052 | Stiebel Eltron, 2400W | T33.32_ELE_Power Equipment: Heaters | No
B | PM_36HTC_022 | STIEBEL ELTRON 2.5KW SLIM SILENT HEATER | 1 | ea | =GetRate("SUP1",$A1,2) | 1 | =PRODUCT(C1*E1,F1) | =G1
B |  | Electrical Fitting Discount | =GetValue("Discount ELE General",3) | % | =SubTotal(G1:G1) | 1 | =PRODUCT(C2*E2,F2) | =G2
B | HPM_D770/2PC | WE PERMANENT CONNECTION UNIT WHITE | 1 | No | =GetRate("ELE",$A3,2) | 1 | =PRODUCT(C3*E3,F3) | =G3
B |  | Electrical Fitting Discount | =GetValue("Discount ELE Fitting",3) | % | =SubTotal(G3:G3) | 1 | =PRODUCT(C4*E4,F4) | =G4
B | PDL_00049 | PDL 144 plastic flush box_General accessories | 1 | No | =GetRate("ELE",$A5,2) | 1 | =PRODUCT(C5*E5,F5) | =G5
B |  | Electrical Fitting Discount | =GetValue("Discount ELE Fitting",3) | % | =SubTotal(G5:G5) | 1 | =PRODUCT(C6*E6,F6) | =G6
B | FLEX_32860 | 1.5mm2 3C Standard Ordinary Duty Flexible Cord 250/440V | 1 | m | =GetRate("ELE",$A7,2) | 1 | =PRODUCT(C7*E7,F7) | =G7
B |  | Electrical Fitting Discount | =GetValue("Discount ELE Fitting",3) | % | =SubTotal(G7:G7) | 1 | =PRODUCT(C8*E8,F8) | =G8
B |  | Electrical Waste and Fixings | =GetValue("Waste 7.5%",3) | % | =SubTotal(G7:G8) | 1 | =PRODUCT(C9*E9,F9) | =G9
B | Electrician | Labour, ref A1 | 0.5 | hrs | =GetRate("LAB1",$A10,2) | 1 | =PRODUCT(C10*E10,F10) | =G10
B | Electrician | Labour, ref A4 | 0.25 | hrs | =GetRate("LAB1",$A11,2) | 1 | =PRODUCT(C11*E11,F11) | =G11
B | Electrician | Labour, ref A7 | 0.05 | hrs | =GetRate("LAB1",$A12,2) | 1 | =PRODUCT(C12*E12,F12) | =G12
B | Electrician | Labour, ref A10 | 0.25 | hrs | =GetRate("LAB1",$A13,2) | 1 | =PRODUCT(C13*E13,F13) | =G13
B |  | Margin | =GetValue("Builders margin",3) | % | =SubTotal(G1:G13) | 1 | =PRODUCT(C14*E14,F14) | =G14
I | T33.32.053a | <b>Panel Heater,</b> wall mounted | T33.32_ELE_Power Equipment: Heaters
I | T33.32.053b | Dimplex, 400W | T33.32_ELE_Power Equipment: Heaters | No
B | PM_36HTC_023.1 | DIMPLEX 400W UNIQUE HEAT PANEL HEATER | 1 | ea | =GetRate("SUP1",$A1,2) | 1 | =PRODUCT(C1*E1,F1) | =G1
B |  | Electrical Fitting Discount | =GetValue("Discount ELE General",3) | % | =SubTotal(G1:G1) | 1 | =PRODUCT(C2*E2,F2) | =G2
B | HPM_D770/2PC | WE PERMANENT CONNECTION UNIT WHITE | 1 | No | =GetRate("ELE",$A3,2) | 1 | =PRODUCT(C3*E3,F3) | =G3
B |  | Electrical Fitting Discount | =GetValue("Discount ELE Fitting",3) | % | =SubTotal(G3:G3) | 1 | =PRODUCT(C4*E4,F4) | =G4
B | PDL_00049 | PDL 144 plastic flush box_General accessories | 1 | No | =GetRate("ELE",$A5,2) | 1 | =PRODUCT(C5*E5,F5) | =G5
B |  | Electrical Fitting Discount | =GetValue("Discount ELE Fitting",3) | % | =SubTotal(G5:G5) | 1 | =PRODUCT(C6*E6,F6) | =G6
B | FLEX_32860 | 1.5mm2 3C Standard Ordinary Duty Flexible Cord 250/440V | 1 | m | =GetRate("ELE",$A7,2) | 1 | =PRODUCT(C7*E7,F7) | =G7
B |  | Electrical Fitting Discount | =GetValue("Discount ELE Fitting",3) | % | =SubTotal(G7:G7) | 1 | =PRODUCT(C8*E8,F8) | =G8
B |  | Electrical Waste and Fixings | =GetValue("Waste 7.5%",3) | % | =SubTotal(G7:G8) | 1 | =PRODUCT(C9*E9,F9) | =G9
B | Electrician | Labour, ref A1 | 0.4 | hrs | =GetRate("LAB1",$A10,2) | 1 | =PRODUCT(C10*E10,F10) | =G10
B | Electrician | Labour, ref A4 | 0.25 | hrs | =GetRate("LAB1",$A11,2) | 1 | =PRODUCT(C11*E11,F11) | =G11
B | Electrician | Labour, ref A7 | 0.05 | hrs | =GetRate("LAB1",$A12,2) | 1 | =PRODUCT(C12*E12,F12) | =G12
B | Electrician | Labour, ref A10 | 0.25 | hrs | =GetRate("LAB1",$A13,2) | 1 | =PRODUCT(C13*E13,F13) | =G13
B |  | Margin | =GetValue("Builders margin",3) | % | =SubTotal(G1:G13) | 1 | =PRODUCT(C14*E14,F14) | =G14
I | T33.32.053c | Dimplex, 1000W | T33.32_ELE_Power Equipment: Heaters | No
B | PM_36HTC_023.2 | DIMPLEX 1000W UNIQUE HEAT PANEL HEATER | 1 | ea | =GetRate("SUP1",$A1,2) | 1 | =PRODUCT(C1*E1,F1) | =G1
B |  | Electrical Fitting Discount | =GetValue("Discount ELE General",3) | % | =SubTotal(G1:G1) | 1 | =PRODUCT(C2*E2,F2) | =G2
B | HPM_D770/2PC | WE PERMANENT CONNECTION UNIT WHITE | 1 | No | =GetRate("ELE",$A3,2) | 1 | =PRODUCT(C3*E3,F3) | =G3
B |  | Electrical Fitting Discount | =GetValue("Discount ELE Fitting",3) | % | =SubTotal(G3:G3) | 1 | =PRODUCT(C4*E4,F4) | =G4
B | PDL_00049 | PDL 144 plastic flush box_General accessories | 1 | No | =GetRate("ELE",$A5,2) | 1 | =PRODUCT(C5*E5,F5) | =G5
B |  | Electrical Fitting Discount | =GetValue("Discount ELE Fitting",3) | % | =SubTotal(G5:G5) | 1 | =PRODUCT(C6*E6,F6) | =G6
B | FLEX_32860 | 1.5mm2 3C Standard Ordinary Duty Flexible Cord 250/440V | 1 | m | =GetRate("ELE",$A7,2) | 1 | =PRODUCT(C7*E7,F7) | =G7
B |  | Electrical Fitting Discount | =GetValue("Discount ELE Fitting",3) | % | =SubTotal(G7:G7) | 1 | =PRODUCT(C8*E8,F8) | =G8
B |  | Electrical Waste and Fixings | =GetValue("Waste 7.5%",3) | % | =SubTotal(G7:G8) | 1 | =PRODUCT(C9*E9,F9) | =G9
B | Electrician | Labour, ref A1 | 0.5 | hrs | =GetRate("LAB1",$A10,2) | 1 | =PRODUCT(C10*E10,F10) | =G10
B | Electrician | Labour, ref A4 | 0.25 | hrs | =GetRate("LAB1",$A11,2) | 1 | =PRODUCT(C11*E11,F11) | =G11
B | Electrician | Labour, ref A7 | 0.05 | hrs | =GetRate("LAB1",$A12,2) | 1 | =PRODUCT(C12*E12,F12) | =G12
B | Electrician | Labour, ref A10 | 0.25 | hrs | =GetRate("LAB1",$A13,2) | 1 | =PRODUCT(C13*E13,F13) | =G13
B |  | Margin | =GetValue("Builders margin",3) | % | =SubTotal(G1:G13) | 1 | =PRODUCT(C14*E14,F14) | =G14
I | T33.32.053d | Dimplex, 1500W | T33.32_ELE_Power Equipment: Heaters | No
B | PM_36HTC_023.3 | DIMPLEX 1500W UNIQUE HEAT PANEL HEATER | 1 | ea | =GetRate("SUP1",$A1,2) | 1 | =PRODUCT(C1*E1,F1) | =G1
B |  | Electrical Fitting Discount | =GetValue("Discount ELE General",3) | % | =SubTotal(G1:G1) | 1 | =PRODUCT(C2*E2,F2) | =G2
B | HPM_D770/2PC | WE PERMANENT CONNECTION UNIT WHITE | 1 | No | =GetRate("ELE",$A3,2) | 1 | =PRODUCT(C3*E3,F3) | =G3
B |  | Electrical Fitting Discount | =GetValue("Discount ELE Fitting",3) | % | =SubTotal(G3:G3) | 1 | =PRODUCT(C4*E4,F4) | =G4
B | PDL_00049 | PDL 144 plastic flush box_General accessories | 1 | No | =GetRate("ELE",$A5,2) | 1 | =PRODUCT(C5*E5,F5) | =G5
B |  | Electrical Fitting Discount | =GetValue("Discount ELE Fitting",3) | % | =SubTotal(G5:G5) | 1 | =PRODUCT(C6*E6,F6) | =G6
B | FLEX_32860 | 1.5mm2 3C Standard Ordinary Duty Flexible Cord 250/440V | 1 | m | =GetRate("ELE",$A7,2) | 1 | =PRODUCT(C7*E7,F7) | =G7
B |  | Electrical Fitting Discount | =GetValue("Discount ELE Fitting",3) | % | =SubTotal(G7:G7) | 1 | =PRODUCT(C8*E8,F8) | =G8
B |  | Electrical Waste and Fixings | =GetValue("Waste 7.5%",3) | % | =SubTotal(G7:G8) | 1 | =PRODUCT(C9*E9,F9) | =G9
B | Electrician | Labour, ref A1 | 0.5 | hrs | =GetRate("LAB1",$A10,2) | 1 | =PRODUCT(C10*E10,F10) | =G10
B | Electrician | Labour, ref A4 | 0.25 | hrs | =GetRate("LAB1",$A11,2) | 1 | =PRODUCT(C11*E11,F11) | =G11
B | Electrician | Labour, ref A7 | 0.05 | hrs | =GetRate("LAB1",$A12,2) | 1 | =PRODUCT(C12*E12,F12) | =G12
B | Electrician | Labour, ref A10 | 0.25 | hrs | =GetRate("LAB1",$A13,2) | 1 | =PRODUCT(C13*E13,F13) | =G13
B |  | Margin | =GetValue("Builders margin",3) | % | =SubTotal(G1:G13) | 1 | =PRODUCT(C14*E14,F14) | =G14
I | T33.32.053e | Dimplex, 2000W | T33.32_ELE_Power Equipment: Heaters | No
B | PM_36HTC_023.4 | DIMPLEX 2000W UNIQUE HEAT PANEL HEATER | 1 | ea | =GetRate("SUP1",$A1,2) | 1 | =PRODUCT(C1*E1,F1) | =G1
B |  | Electrical Fitting Discount | =GetValue("Discount ELE General",3) | % | =SubTotal(G1:G1) | 1 | =PRODUCT(C2*E2,F2) | =G2
B | HPM_D770/2PC | WE PERMANENT CONNECTION UNIT WHITE | 1 | No | =GetRate("ELE",$A3,2) | 1 | =PRODUCT(C3*E3,F3) | =G3
B |  | Electrical Fitting Discount | =GetValue("Discount ELE Fitting",3) | % | =SubTotal(G3:G3) | 1 | =PRODUCT(C4*E4,F4) | =G4
B | PDL_00049 | PDL 144 plastic flush box_General accessories | 1 | No | =GetRate("ELE",$A5,2) | 1 | =PRODUCT(C5*E5,F5) | =G5
B |  | Electrical Fitting Discount | =GetValue("Discount ELE Fitting",3) | % | =SubTotal(G5:G5) | 1 | =PRODUCT(C6*E6,F6) | =G6
B | FLEX_32860 | 1.5mm2 3C Standard Ordinary Duty Flexible Cord 250/440V | 1 | m | =GetRate("ELE",$A7,2) | 1 | =PRODUCT(C7*E7,F7) | =G7
B |  | Electrical Fitting Discount | =GetValue("Discount ELE Fitting",3) | % | =SubTotal(G7:G7) | 1 | =PRODUCT(C8*E8,F8) | =G8
B |  | Electrical Waste and Fixings | =GetValue("Waste 7.5%",3) | % | =SubTotal(G7:G8) | 1 | =PRODUCT(C9*E9,F9) | =G9
B | Electrician | Labour, ref A1 | 0.5 | hrs | =GetRate("LAB1",$A10,2) | 1 | =PRODUCT(C10*E10,F10) | =G10
B | Electrician | Labour, ref A4 | 0.25 | hrs | =GetRate("LAB1",$A11,2) | 1 | =PRODUCT(C11*E11,F11) | =G11
B | Electrician | Labour, ref A7 | 0.05 | hrs | =GetRate("LAB1",$A12,2) | 1 | =PRODUCT(C12*E12,F12) | =G12
B | Electrician | Labour, ref A10 | 0.25 | hrs | =GetRate("LAB1",$A13,2) | 1 | =PRODUCT(C13*E13,F13) | =G13
B |  | Margin | =GetValue("Builders margin",3) | % | =SubTotal(G1:G13) | 1 | =PRODUCT(C14*E14,F14) | =G14
I | T33.32.055 | <b>Add</b> extra to above rates for inbuilt timer | T33.32_ELE_Power Equipment: Heaters | %
I | T33.32.058 | Thermostat, wall-mounted | T33.32_ELE_Power Equipment: Heaters | No | 289.7154
I | T33.32.061 | <b>Heated Towel Rail</b> | T33.32_ELE_Power Equipment: Heaters
I | T33.32.064 | 60W White | T33.32_ELE_Power Equipment: Heaters | No
B | PM_35BTH_169 | GOLDAIR HEATED T/RAIL MID-SIZE WH GTRMW | 1 | ea | =GetRate("SUP1",$A1,2) | 1 | =PRODUCT(C1*E1,F1) | =G1
B |  | Electrical Fitting Discount | =GetValue("Discount ELE General",3) | % | =SubTotal(G1:G1) | 1 | =PRODUCT(C2*E2,F2) | =G2
B | HPM_D770/2PC | WE PERMANENT CONNECTION UNIT WHITE | 1 | No | =GetRate("ELE",$A3,2) | 1 | =PRODUCT(C3*E3,F3) | =G3
B |  | Electrical Fitting Discount | =GetValue("Discount ELE Fitting",3) | % | =SubTotal(G3:G3) | 1 | =PRODUCT(C4*E4,F4) | =G4
B | PDL_00049 | PDL 144 plastic flush box_General accessories | 1 | No | =GetRate("ELE",$A5,2) | 1 | =PRODUCT(C5*E5,F5) | =G5
B |  | Electrical Fitting Discount | =GetValue("Discount ELE Fitting",3) | % | =SubTotal(G5:G5) | 1 | =PRODUCT(C6*E6,F6) | =G6
B | FLEX_32860 | 1.5mm2 3C Standard Ordinary Duty Flexible Cord 250/440V | 1 | m | =GetRate("ELE",$A7,2) | 1 | =PRODUCT(C7*E7,F7) | =G7
B |  | Electrical Fitting Discount | =GetValue("Discount ELE Fitting",3) | % | =SubTotal(G7:G7) | 1 | =PRODUCT(C8*E8,F8) | =G8
B |  | Electrical Waste and Fixings | =GetValue("Waste 7.5%",3) | % | =SubTotal(G7:G8) | 1 | =PRODUCT(C9*E9,F9) | =G9
B | Electrician | Labour to towel rail | 0.5 | hrs | =GetRate("LAB1",$A10,2) | 1 | =PRODUCT(C10*E10,F10) | =G10
B | Electrician | Labour, ref A4 | 0.25 | hrs | =GetRate("LAB1",$A11,2) | 1 | =PRODUCT(C11*E11,F11) | =G11
B | Electrician | Labour, ref A7 | 0.05 | hrs | =GetRate("LAB1",$A12,2) | 1 | =PRODUCT(C12*E12,F12) | =G12
B | Electrician | Labour, ref A10 | 0.25 | hrs | =GetRate("LAB1",$A13,2) | 1 | =PRODUCT(C13*E13,F13) | =G13
B |  | Margin | =GetValue("Builders margin",3) | % | =SubTotal(G1:G13) | 1 | =PRODUCT(C14*E14,F14) | =G14
I | T33.32.067 | 80W White | T33.32_ELE_Power Equipment: Heaters | No
B | PM_35BTH_172 | GOLDAIR HEATED T/RAIL LARGE WHITE GTRLW | 1 | ea | =GetRate("SUP1",$A1,2) | 1 | =PRODUCT(C1*E1,F1) | =G1
B |  | Electrical Fitting Discount | =GetValue("Discount ELE General",3) | % | =SubTotal(G1:G1) | 1 | =PRODUCT(C2*E2,F2) | =G2
B | HPM_D770/2PC | WE PERMANENT CONNECTION UNIT WHITE | 1 | No | =GetRate("ELE",$A3,2) | 1 | =PRODUCT(C3*E3,F3) | =G3
B |  | Electrical Fitting Discount | =GetValue("Discount ELE Fitting",3) | % | =SubTotal(G3:G3) | 1 | =PRODUCT(C4*E4,F4) | =G4
B | PDL_00049 | PDL 144 plastic flush box_General accessories | 1 | No | =GetRate("ELE",$A5,2) | 1 | =PRODUCT(C5*E5,F5) | =G5
B |  | Electrical Fitting Discount | =GetValue("Discount ELE Fitting",3) | % | =SubTotal(G5:G5) | 1 | =PRODUCT(C6*E6,F6) | =G6
B | FLEX_32860 | 1.5mm2 3C Standard Ordinary Duty Flexible Cord 250/440V | 1 | m | =GetRate("ELE",$A7,2) | 1 | =PRODUCT(C7*E7,F7) | =G7
B |  | Electrical Fitting Discount | =GetValue("Discount ELE Fitting",3) | % | =SubTotal(G7:G7) | 1 | =PRODUCT(C8*E8,F8) | =G8
B |  | Electrical Waste and Fixings | =GetValue("Waste 7.5%",3) | % | =SubTotal(G7:G8) | 1 | =PRODUCT(C9*E9,F9) | =G9
B | Electrician | Labour to towel rail | 0.5 | hrs | =GetRate("LAB1",$A10,2) | 1 | =PRODUCT(C10*E10,F10) | =G10
B | Electrician | Labour, ref A4 | 0.25 | hrs | =GetRate("LAB1",$A11,2) | 1 | =PRODUCT(C11*E11,F11) | =G11
B | Electrician | Labour, ref A7 | 0.05 | hrs | =GetRate("LAB1",$A12,2) | 1 | =PRODUCT(C12*E12,F12) | =G12
B | Electrician | Labour, ref A10 | 0.25 | hrs | =GetRate("LAB1",$A13,2) | 1 | =PRODUCT(C13*E13,F13) | =G13
B |  | Margin | =GetValue("Builders margin",3) | % | =SubTotal(G1:G13) | 1 | =PRODUCT(C14*E14,F14) | =G14
I | T33.32.070 | 80W Chrome | T33.32_ELE_Power Equipment: Heaters | No
B | PM_35BTH_175 | GOLDAIR HEATED T/RAIL LARGE CHROME GTRLC | 1 | ea | =GetRate("SUP1",$A1,2) | 1 | =PRODUCT(C1*E1,F1) | =G1
B |  | Electrical Fitting Discount | =GetValue("Discount ELE General",3) | % | =SubTotal(G1:G1) | 1 | =PRODUCT(C2*E2,F2) | =G2
B | HPM_D770/2PC | WE PERMANENT CONNECTION UNIT WHITE | 1 | No | =GetRate("ELE",$A3,2) | 1 | =PRODUCT(C3*E3,F3) | =G3
B |  | Electrical Fitting Discount | =GetValue("Discount ELE Fitting",3) | % | =SubTotal(G3:G3) | 1 | =PRODUCT(C4*E4,F4) | =G4
B | PDL_00049 | PDL 144 plastic flush box_General accessories | 1 | No | =GetRate("ELE",$A5,2) | 1 | =PRODUCT(C5*E5,F5) | =G5
B |  | Electrical Fitting Discount | =GetValue("Discount ELE Fitting",3) | % | =SubTotal(G5:G5) | 1 | =PRODUCT(C6*E6,F6) | =G6
B | FLEX_32860 | 1.5mm2 3C Standard Ordinary Duty Flexible Cord 250/440V | 1 | m | =GetRate("ELE",$A7,2) | 1 | =PRODUCT(C7*E7,F7) | =G7
B |  | Electrical Fitting Discount | =GetValue("Discount ELE Fitting",3) | % | =SubTotal(G7:G7) | 1 | =PRODUCT(C8*E8,F8) | =G8
B |  | Electrical Waste and Fixings | =GetValue("Waste 7.5%",3) | % | =SubTotal(G7:G8) | 1 | =PRODUCT(C9*E9,F9) | =G9
B | Electrician | Labour to towel rail | 0.5 | hrs | =GetRate("LAB1",$A10,2) | 1 | =PRODUCT(C10*E10,F10) | =G10
B | Electrician | Labour, ref A4 | 0.25 | hrs | =GetRate("LAB1",$A11,2) | 1 | =PRODUCT(C11*E11,F11) | =G11
B | Electrician | Labour, ref A7 | 0.05 | hrs | =GetRate("LAB1",$A12,2) | 1 | =PRODUCT(C12*E12,F12) | =G12
B | Electrician | Labour, ref A10 | 0.25 | hrs | =GetRate("LAB1",$A13,2) | 1 | =PRODUCT(C13*E13,F13) | =G13
B |  | Margin | =GetValue("Builders margin",3) | % | =SubTotal(G1:G13) | 1 | =PRODUCT(C14*E14,F14) | =G14
I | T33.32.073 | 60W ladder type, 5 rung, SS or chrome | T33.32_ELE_Power Equipment: Heaters | No
B | PM_35BTH_070 | GOLDAIR 5 BAR LADDR T/RAIL SS LH GLTR5CL | 1 | ea | =GetRate("SUP1",$A1,2) | 1 | =PRODUCT(C1*E1,F1) | =G1
B |  | Electrical Fitting Discount | =GetValue("Discount ELE General",3) | % | =SubTotal(G1:G1) | 1 | =PRODUCT(C2*E2,F2) | =G2
B | HPM_D770/2PC | WE PERMANENT CONNECTION UNIT WHITE | 1 | No | =GetRate("ELE",$A3,2) | 1 | =PRODUCT(C3*E3,F3) | =G3
B |  | Electrical Fitting Discount | =GetValue("Discount ELE Fitting",3) | % | =SubTotal(G3:G3) | 1 | =PRODUCT(C4*E4,F4) | =G4
B | PDL_00049 | PDL 144 plastic flush box_General accessories | 1 | No | =GetRate("ELE",$A5,2) | 1 | =PRODUCT(C5*E5,F5) | =G5
B |  | Electrical Fitting Discount | =GetValue("Discount ELE Fitting",3) | % | =SubTotal(G5:G5) | 1 | =PRODUCT(C6*E6,F6) | =G6
B | FLEX_32860 | 1.5mm2 3C Standard Ordinary Duty Flexible Cord 250/440V | 1 | m | =GetRate("ELE",$A7,2) | 1 | =PRODUCT(C7*E7,F7) | =G7
B |  | Electrical Fitting Discount | =GetValue("Discount ELE Fitting",3) | % | =SubTotal(G7:G7) | 1 | =PRODUCT(C8*E8,F8) | =G8
B |  | Electrical Waste and Fixings | =GetValue("Waste 7.5%",3) | % | =SubTotal(G7:G8) | 1 | =PRODUCT(C9*E9,F9) | =G9
B | Electrician | Labour to towel rail | 0.5 | hrs | =GetRate("LAB1",$A10,2) | 1 | =PRODUCT(C10*E10,F10) | =G10
B | Electrician | Labour, ref A4 | 0.25 | hrs | =GetRate("LAB1",$A11,2) | 1 | =PRODUCT(C11*E11,F11) | =G11
B | Electrician | Labour, ref A7 | 0.05 | hrs | =GetRate("LAB1",$A12,2) | 1 | =PRODUCT(C12*E12,F12) | =G12
B | Electrician | Labour, ref A10 | 0.25 | hrs | =GetRate("LAB1",$A13,2) | 1 | =PRODUCT(C13*E13,F13) | =G13
B |  | Margin | =GetValue("Builders margin",3) | % | =SubTotal(G1:G13) | 1 | =PRODUCT(C14*E14,F14) | =G14
I | T33.32.076 | 80W ladder type, 7 rung, SS or chrome | T33.32_ELE_Power Equipment: Heaters | No
B | PM_35BTH_064 | GOLDAIR HEATED TOWEL LADDER 7 BAR R/ENTRY | 1 | No | =GetRate("SUP1",$A1,2) | 1 | =PRODUCT(C1*E1,F1) | =G1
B |  | Electrical Fitting Discount | =GetValue("Discount ELE General",3) | % | =SubTotal(G1:G1) | 1 | =PRODUCT(C2*E2,F2) | =G2
B | HPM_D770/2PC | WE PERMANENT CONNECTION UNIT WHITE | 1 | No | =GetRate("ELE",$A3,2) | 1 | =PRODUCT(C3*E3,F3) | =G3
B |  | Electrical Fitting Discount | =GetValue("Discount ELE Fitting",3) | % | =SubTotal(G3:G3) | 1 | =PRODUCT(C4*E4,F4) | =G4
B | PDL_00049 | PDL 144 plastic flush box_General accessories | 1 | No | =GetRate("ELE",$A5,2) | 1 | =PRODUCT(C5*E5,F5) | =G5
B |  | Electrical Fitting Discount | =GetValue("Discount ELE Fitting",3) | % | =SubTotal(G5:G5) | 1 | =PRODUCT(C6*E6,F6) | =G6
B | FLEX_32860 | 1.5mm2 3C Standard Ordinary Duty Flexible Cord 250/440V | 1 | m | =GetRate("ELE",$A7,2) | 1 | =PRODUCT(C7*E7,F7) | =G7
B |  | Electrical Fitting Discount | =GetValue("Discount ELE Fitting",3) | % | =SubTotal(G7:G7) | 1 | =PRODUCT(C8*E8,F8) | =G8
B |  | Electrical Waste and Fixings | =GetValue("Waste 7.5%",3) | % | =SubTotal(G7:G8) | 1 | =PRODUCT(C9*E9,F9) | =G9
B | Electrician | Labour to towel rail | 0.5 | hrs | =GetRate("LAB1",$A10,2) | 1 | =PRODUCT(C10*E10,F10) | =G10
B | Electrician | Labour, ref A4 | 0.25 | hrs | =GetRate("LAB1",$A11,2) | 1 | =PRODUCT(C11*E11,F11) | =G11
B | Electrician | Labour, ref A7 | 0.05 | hrs | =GetRate("LAB1",$A12,2) | 1 | =PRODUCT(C12*E12,F12) | =G12
B | Electrician | Labour, ref A10 | 0.25 | hrs | =GetRate("LAB1",$A13,2) | 1 | =PRODUCT(C13*E13,F13) | =G13
B |  | Margin | =GetValue("Builders margin",3) | % | =SubTotal(G1:G13) | 1 | =PRODUCT(C14*E14,F14) | =G14
I | T33.32.079 | 110W ladder type, 9 rung, SS or chrome | T33.32_ELE_Power Equipment: Heaters | No
B | PM_35BTH_067 | GOLDAIR HEATED TOWEL LADDER 9 BAR GLTR9C | 1 | No | =GetRate("SUP1",$A1,2) | 1 | =PRODUCT(C1*E1,F1) | =G1
B |  | Electrical Fitting Discount | =GetValue("Discount ELE General",3) | % | =SubTotal(G1:G1) | 1 | =PRODUCT(C2*E2,F2) | =G2
B | HPM_D770/2PC | WE PERMANENT CONNECTION UNIT WHITE | 1 | No | =GetRate("ELE",$A3,2) | 1 | =PRODUCT(C3*E3,F3) | =G3
B |  | Electrical Fitting Discount | =GetValue("Discount ELE Fitting",3) | % | =SubTotal(G3:G3) | 1 | =PRODUCT(C4*E4,F4) | =G4
B | PDL_00049 | PDL 144 plastic flush box_General accessories | 1 | No | =GetRate("ELE",$A5,2) | 1 | =PRODUCT(C5*E5,F5) | =G5
B |  | Electrical Fitting Discount | =GetValue("Discount ELE Fitting",3) | % | =SubTotal(G5:G5) | 1 | =PRODUCT(C6*E6,F6) | =G6
B | FLEX_32860 | 1.5mm2 3C Standard Ordinary Duty Flexible Cord 250/440V | 1 | m | =GetRate("ELE",$A7,2) | 1 | =PRODUCT(C7*E7,F7) | =G7
B |  | Electrical Fitting Discount | =GetValue("Discount ELE Fitting",3) | % | =SubTotal(G7:G7) | 1 | =PRODUCT(C8*E8,F8) | =G8
B |  | Electrical Waste and Fixings | =GetValue("Waste 7.5%",3) | % | =SubTotal(G7:G8) | 1 | =PRODUCT(C9*E9,F9) | =G9
B | Electrician | Labour to towel rail | 0.5 | hrs | =GetRate("LAB1",$A10,2) | 1 | =PRODUCT(C10*E10,F10) | =G10
B | Electrician | Labour, ref A4 | 0.25 | hrs | =GetRate("LAB1",$A11,2) | 1 | =PRODUCT(C11*E11,F11) | =G11
B | Electrician | Labour, ref A7 | 0.05 | hrs | =GetRate("LAB1",$A12,2) | 1 | =PRODUCT(C12*E12,F12) | =G12
B | Electrician | Labour, ref A10 | 0.25 | hrs | =GetRate("LAB1",$A13,2) | 1 | =PRODUCT(C13*E13,F13) | =G13
B |  | Margin | =GetValue("Builders margin",3) | % | =SubTotal(G1:G13) | 1 | =PRODUCT(C14*E14,F14) | =G14
I | T33.32.082 | 110W ladder type, 825mm high, designer | T33.32_ELE_Power Equipment: Heaters | No
B | PM_35BTH_133 | METIVO HEATED LADDER T/RAIL 825 LH | 1 | ea | =GetRate("SUP1",$A1,2) | 1 | =PRODUCT(C1*E1,F1) | =G1
B |  | Electrical Fitting Discount | =GetValue("Discount ELE General",3) | % | =SubTotal(G1:G1) | 1 | =PRODUCT(C2*E2,F2) | =G2
B | HPM_D770/2PC | WE PERMANENT CONNECTION UNIT WHITE | 1 | No | =GetRate("ELE",$A3,2) | 1 | =PRODUCT(C3*E3,F3) | =G3
B |  | Electrical Fitting Discount | =GetValue("Discount ELE Fitting",3) | % | =SubTotal(G3:G3) | 1 | =PRODUCT(C4*E4,F4) | =G4
B | PDL_00049 | PDL 144 plastic flush box_General accessories | 1 | No | =GetRate("ELE",$A5,2) | 1 | =PRODUCT(C5*E5,F5) | =G5
B |  | Electrical Fitting Discount | =GetValue("Discount ELE Fitting",3) | % | =SubTotal(G5:G5) | 1 | =PRODUCT(C6*E6,F6) | =G6
B | FLEX_32860 | 1.5mm2 3C Standard Ordinary Duty Flexible Cord 250/440V | 1 | m | =GetRate("ELE",$A7,2) | 1 | =PRODUCT(C7*E7,F7) | =G7
B |  | Electrical Fitting Discount | =GetValue("Discount ELE Fitting",3) | % | =SubTotal(G7:G7) | 1 | =PRODUCT(C8*E8,F8) | =G8
B |  | Electrical Waste and Fixings | =GetValue("Waste 7.5%",3) | % | =SubTotal(G7:G8) | 1 | =PRODUCT(C9*E9,F9) | =G9
B | Electrician | Labour to towel rail | 0.5 | hrs | =GetRate("LAB1",$A10,2) | 1 | =PRODUCT(C10*E10,F10) | =G10
B | Electrician | Labour, ref A4 | 0.25 | hrs | =GetRate("LAB1",$A11,2) | 1 | =PRODUCT(C11*E11,F11) | =G11
B | Electrician | Labour, ref A7 | 0.05 | hrs | =GetRate("LAB1",$A12,2) | 1 | =PRODUCT(C12*E12,F12) | =G12
B | Electrician | Labour, ref A10 | 0.25 | hrs | =GetRate("LAB1",$A13,2) | 1 | =PRODUCT(C13*E13,F13) | =G13
B |  | Margin | =GetValue("Builders margin",3) | % | =SubTotal(G1:G13) | 1 | =PRODUCT(C14*E14,F14) | =G14
I | T33.32.085 | 110W ladder type, 1125mm high, designer | T33.32_ELE_Power Equipment: Heaters | No
B | PM_35BTH_130 | METIVO HEATED LADDER T/RAIL 1185 RH | 1 | ea | =GetRate("SUP1",$A1,2) | 1 | =PRODUCT(C1*E1,F1) | =G1
B |  | Electrical Fitting Discount | =GetValue("Discount ELE General",3) | % | =SubTotal(G1:G1) | 1 | =PRODUCT(C2*E2,F2) | =G2
B | HPM_D770/2PC | WE PERMANENT CONNECTION UNIT WHITE | 1 | No | =GetRate("ELE",$A3,2) | 1 | =PRODUCT(C3*E3,F3) | =G3
B |  | Electrical Fitting Discount | =GetValue("Discount ELE Fitting",3) | % | =SubTotal(G3:G3) | 1 | =PRODUCT(C4*E4,F4) | =G4
B | PDL_00049 | PDL 144 plastic flush box_General accessories | 1 | No | =GetRate("ELE",$A5,2) | 1 | =PRODUCT(C5*E5,F5) | =G5
B |  | Electrical Fitting Discount | =GetValue("Discount ELE Fitting",3) | % | =SubTotal(G5:G5) | 1 | =PRODUCT(C6*E6,F6) | =G6
B | FLEX_32860 | 1.5mm2 3C Standard Ordinary Duty Flexible Cord 250/440V | 1 | m | =GetRate("ELE",$A7,2) | 1 | =PRODUCT(C7*E7,F7) | =G7
B |  | Electrical Fitting Discount | =GetValue("Discount ELE Fitting",3) | % | =SubTotal(G7:G7) | 1 | =PRODUCT(C8*E8,F8) | =G8
B |  | Electrical Waste and Fixings | =GetValue("Waste 7.5%",3) | % | =SubTotal(G7:G8) | 1 | =PRODUCT(C9*E9,F9) | =G9
B | Electrician | Labour to towel rail | 0.5 | hrs | =GetRate("LAB1",$A10,2) | 1 | =PRODUCT(C10*E10,F10) | =G10
B | Electrician | Labour, ref A4 | 0.25 | hrs | =GetRate("LAB1",$A11,2) | 1 | =PRODUCT(C11*E11,F11) | =G11
B | Electrician | Labour, ref A7 | 0.05 | hrs | =GetRate("LAB1",$A12,2) | 1 | =PRODUCT(C12*E12,F12) | =G12
B | Electrician | Labour, ref A10 | 0.25 | hrs | =GetRate("LAB1",$A13,2) | 1 | =PRODUCT(C13*E13,F13) | =G13
B |  | Margin | =GetValue("Builders margin",3) | % | =SubTotal(G1:G13) | 1 | =PRODUCT(C14*E14,F14) | =G14
I | T33.32.088 | <b>Infra Red Strip Heater</b> | T33.32_ELE_Power Equipment: Heaters
I | T33.32.091 | 750W | T33.32_ELE_Power Equipment: Heaters | No
I | T33.32.094 | 1100W | T33.32_ELE_Power Equipment: Heaters | No
I | T33.32.097 | 1500W | T33.32_ELE_Power Equipment: Heaters | No
I | T33.33.001 | Power Equipment: Underfloor Heating | T33.33_ELE_Power Equipment: Underfloor Heating
I | T33.33.004 | <b>Electric Underfloor Heating,</b> polyethylene covered pyrotenax heating element, cast into concrete floor slab, standard sizes | T33.33_ELE_Power Equipment: Underfloor Heating
I | T33.33.007 | 1100 Watt, 4.6 Amp | T33.33_ELE_Power Equipment: Underfloor Heating | No | 787.1512
I | T33.33.010 | 1400 Watt, 5.8 Amp | T33.33_ELE_Power Equipment: Underfloor Heating | No | 852.7471
I | T33.33.013 | 1700 Watt, 7.1 Amp | T33.33_ELE_Power Equipment: Underfloor Heating | No | 983.939
I | T33.33.016 | 2200 Watt, 9.6 Amp | T33.33_ELE_Power Equipment: Underfloor Heating | No | 1093.2656
I | T33.33.019 | 2800 Watt, 12.5 Amp | T33.33_ELE_Power Equipment: Underfloor Heating | No | 1508.7065
I | T33.33.022 | 3500 Watt, 16.7 Amp | T33.33_ELE_Power Equipment: Underfloor Heating | No | 2077.2046
I | T33.33.025 | <b>Add</b> extra for thermostat control | T33.33_ELE_Power Equipment: Underfloor Heating
I | T33.33.028 | Up to 10A element | T33.33_ELE_Power Equipment: Underfloor Heating | No | 437.3062
I | T33.33.031 | 10A to 30A element | T33.33_ELE_Power Equipment: Underfloor Heating | No | 475.5705
I | T33.33.034 | 30A to 40A element | T33.33_ELE_Power Equipment: Underfloor Heating | No | 568.4981
I | T33.33.037 | <b>Undertile Electric Underfloor Heating,</b> comprising 1mm to 1.5mm dia cables laid directly under tiles | T33.33_ELE_Power Equipment: Underfloor Heating
I | T33.33.040 | 250W heating, room size 2.1–3m2 | T33.33_ELE_Power Equipment: Underfloor Heating | No | 721.5553
I | T33.33.043 | 350W heating, room size 3.1–4m2 | T33.33_ELE_Power Equipment: Underfloor Heating | No | 874.6125
I | T33.33.046 | 500W heating, room size 4.1–6m2 | T33.33_ELE_Power Equipment: Underfloor Heating | No | 983.939
I | T33.33.049 | 750W heating, room size 6.1–9m2 | T33.33_ELE_Power Equipment: Underfloor Heating | No | 1268.1881
I | T33.33.052 | 1000W heating, room size 9.1–13m2 | T33.33_ELE_Power Equipment: Underfloor Heating | No | 1486.8412
I | T33.33.055 | 1500W heating, room size 13.1–18m2 | T33.33_ELE_Power Equipment: Underfloor Heating | No | 2186.5311
I | T33.33.058 | 2000W heating, room size 18.1–24m2 | T33.33_ELE_Power Equipment: Underfloor Heating | No | 2951.817
I | T33.33.061 | <b>Add</b> extra for | T33.33_ELE_Power Equipment: Underfloor Heating
I | T33.33.064 | Thermostat, RCD and electrical connections | T33.33_ELE_Power Equipment: Underfloor Heating | No | 612.2287
I | T33.33.067 | Programmable thermostat, RCD and electrical connections | T33.33_ELE_Power Equipment: Underfloor Heating | No | 852.7471
I | T33.33.070 | <b>Water-Fed Underfloor Heating,</b> warm water-fed modular system, cast in concrete slab. | T33.33_ELE_Power Equipment: Underfloor Heating | m2 | 69.969
I | T33.33.073 | Includes modules of Micro-bore Polybutylene Tube, flow and return headers, circulating pump, thermostats and control panel, and testing | T33.33_ELE_Power Equipment: Underfloor Heating
I | T33.33.076 | <b>Add</b> extra for | T33.33_ELE_Power Equipment: Underfloor Heating
I | T33.33.079 | Water heat source, may be electric or may utilise other heat sources within the building (e.g. boilers, solar panels etc.). | T33.33_ELE_Power Equipment: Underfloor Heating
I | T33.33.082 | Zoning | T33.33_ELE_Power Equipment: Underfloor Heating
I | T33.33.085 | Extra control panels | T33.33_ELE_Power Equipment: Underfloor Heating
I | T33.34.001 | Fans | T33.34_ELE_Fans
I | T33.34.004 | <b>Exhaust Fan,</b> ceiling mounted | T33.34_ELE_Fans
I | T33.34.007 | 100mm dia, 88m3/hr | T33.34_ELE_Fans | No
B | HPM_R621/4S | 100MM LOW PROFILE EXHAUST FAN | 1 | No | =GetRate("ELE",$A1,2) | 1 | =PRODUCT(C1*E1,F1) | =G1
B |  | Trade price, no discount, use for HPM prices | =GetValue("Discount Trade NIL",3) | % | =SubTotal(G1:G1) | 1 | =PRODUCT(C2*E2,F2) | =G2
B |  | WE PERMANENT CONNECTION UNIT WHITE | 1 | No | 0 | 1
B |  | Electrical Fitting Discount | =GetValue("Discount ELE Fitting",3) | % | =SubTotal(G3:G3) | 1 | =PRODUCT(C4*E4,F4) | =G4
B |  | PDL 144 plastic flush box_General accessories | 1 | No | 0 | 1
B |  | Electrical Fitting Discount | =GetValue("Discount ELE Fitting",3) | % | =SubTotal(G5:G5) | 1 | =PRODUCT(C6*E6,F6) | =G6
B |  | Electrical Waste and Fixings | =GetValue("Waste 7.5%",3) | % | =SubTotal(G5:G6) | 1 | =PRODUCT(C7*E7,F7) | =G7
B | Electrician | Labour, ref A1 | 1 | hrs | =GetRate("LAB1",$A8,2) | 1 | =PRODUCT(C8*E8,F8) | =G8
B |  | Margin | =GetValue("Builders margin",3) | % | =SubTotal(G1:G8) | 1 | =PRODUCT(C9*E9,F9) | =G9
I | T33.34.010 | 150mm dia, 245m3/hr, heavy duty | T33.34_ELE_Fans | No
B | HPM_R621/8A | EXHAUST FAN 150MM HEAVY DUTY | 1 | No | =GetRate("ELE",$A1,2) | 1 | =PRODUCT(C1*E1,F1) | =G1
B |  | Trade price, no discount, use for HPM prices | =GetValue("Discount Trade NIL",3) | % | =SubTotal(G1:G1) | 1 | =PRODUCT(C2*E2,F2) | =G2
B |  | WE PERMANENT CONNECTION UNIT WHITE | 1 | No | 0 | 1
B |  | Electrical Fitting Discount | =GetValue("Discount ELE Fitting",3) | % | =SubTotal(G3:G3) | 1 | =PRODUCT(C4*E4,F4) | =G4
B |  | PDL 144 plastic flush box_General accessories | 1 | No | 0 | 1
B |  | Electrical Fitting Discount | =GetValue("Discount ELE Fitting",3) | % | =SubTotal(G5:G5) | 1 | =PRODUCT(C6*E6,F6) | =G6
B |  | Electrical Waste and Fixings | =GetValue("Waste 7.5%",3) | % | =SubTotal(G5:G6) | 1 | =PRODUCT(C7*E7,F7) | =G7
B | Electrician | Labour, ref A1 | 1 | hrs | =GetRate("LAB1",$A8,2) | 1 | =PRODUCT(C8*E8,F8) | =G8
B |  | Margin | =GetValue("Builders margin",3) | % | =SubTotal(G1:G8) | 1 | =PRODUCT(C9*E9,F9) | =G9
I | T33.34.013 | 200mm dia, 360m3/hr | T33.34_ELE_Fans | No
B | HPM_r621/1a | CEILING EXHAUST FAN 200mm (8") | 1 | No | =GetRate("ELE",$A1,2) | 1 | =PRODUCT(C1*E1,F1) | =G1
B |  | Trade price, no discount, use for HPM prices | =GetValue("Discount Trade NIL",3) | % | =SubTotal(G1:G1) | 1 | =PRODUCT(C2*E2,F2) | =G2
B |  | WE PERMANENT CONNECTION UNIT WHITE | 1 | No | 0 | 1
B |  | Electrical Fitting Discount | =GetValue("Discount ELE Fitting",3) | % | =SubTotal(G3:G3) | 1 | =PRODUCT(C4*E4,F4) | =G4
B |  | PDL 144 plastic flush box_General accessories | 1 | No | 0 | 1
B |  | Electrical Fitting Discount | =GetValue("Discount ELE Fitting",3) | % | =SubTotal(G5:G5) | 1 | =PRODUCT(C6*E6,F6) | =G6
B |  | Electrical Waste and Fixings | =GetValue("Waste 7.5%",3) | % | =SubTotal(G5:G6) | 1 | =PRODUCT(C7*E7,F7) | =G7
B | Electrician | Labour, ref A1 | 1 | hrs | =GetRate("LAB1",$A8,2) | 1 | =PRODUCT(C8*E8,F8) | =G8
B |  | Margin | =GetValue("Builders margin",3) | % | =SubTotal(G1:G8) | 1 | =PRODUCT(C9*E9,F9) | =G9
I | T33.34.016 | 250mm dia, 410m3/hr | T33.34_ELE_Fans | No
B | HPM_R621/2 | R621/2 EXHAUST FAN 250MM (10") | 1 | No | =GetRate("ELE",$A1,2) | 1 | =PRODUCT(C1*E1,F1) | =G1
B |  | Trade price, no discount, use for HPM prices | =GetValue("Discount Trade NIL",3) | % | =SubTotal(G1:G1) | 1 | =PRODUCT(C2*E2,F2) | =G2
B |  | WE PERMANENT CONNECTION UNIT WHITE | 1 | No | 0 | 1
B |  | Electrical Fitting Discount | =GetValue("Discount ELE Fitting",3) | % | =SubTotal(G3:G3) | 1 | =PRODUCT(C4*E4,F4) | =G4
B |  | PDL 144 plastic flush box_General accessories | 1 | No | 0 | 1
B |  | Electrical Fitting Discount | =GetValue("Discount ELE Fitting",3) | % | =SubTotal(G5:G5) | 1 | =PRODUCT(C6*E6,F6) | =G6
B |  | Electrical Waste and Fixings | =GetValue("Waste 7.5%",3) | % | =SubTotal(G5:G6) | 1 | =PRODUCT(C7*E7,F7) | =G7
B | Electrician | Labour, ref A1 | 1 | hrs | =GetRate("LAB1",$A8,2) | 1 | =PRODUCT(C8*E8,F8) | =G8
B |  | Margin | =GetValue("Builders margin",3) | % | =SubTotal(G1:G8) | 1 | =PRODUCT(C9*E9,F9) | =G9
I | T33.34.019 | <b>Exhaust Fan,</b> wall mounted | T33.34_ELE_Fans
I | T33.34.022 | 100mm dia, 88m3/hr | T33.34_ELE_Fans | No
B | HPM_R621/4S | 100MM LOW PROFILE EXHAUST FAN | 1 | No | =GetRate("ELE",$A1,2) | 1 | =PRODUCT(C1*E1,F1) | =G1
B |  | Trade price, no discount, use for HPM prices | =GetValue("Discount Trade NIL",3) | % | =SubTotal(G1:G1) | 1 | =PRODUCT(C2*E2,F2) | =G2
B | HPM_R621/6D | WALL KIT ONLY 150MM EXHAUST FANS | 1 | No | =GetRate("ELE",$A3,2) | 1 | =PRODUCT(C3*E3,F3) | =G3
B |  | Electrical Fitting Discount | =GetValue("Discount ELE Fitting",3) | % | =SubTotal(G3:G3) | 1 | =PRODUCT(C4*E4,F4) | =G4
B |  | PDL 144 plastic flush box_General accessories | 1 | No | 0 | 1
B |  | Electrical Fitting Discount | =GetValue("Discount ELE Fitting",3) | % | =SubTotal(G5:G5) | 1 | =PRODUCT(C6*E6,F6) | =G6
B |  | Electrical Waste and Fixings | =GetValue("Waste 7.5%",3) | % | =SubTotal(G5:G6) | 1 | =PRODUCT(C7*E7,F7) | =G7
B | Electrician | Labour, ref A1 | 1 | hrs | =GetRate("LAB1",$A8,2) | 1 | =PRODUCT(C8*E8,F8) | =G8
B | Electrician | Labour, ref A4 | 1 | hrs | =GetRate("LAB1",$A9,2) | 1 | =PRODUCT(C9*E9,F9) | =G9
B |  | Margin | =GetValue("Builders margin",3) | % | =SubTotal(G1:G9) | 1 | =PRODUCT(C10*E10,F10) | =G10
I | T33.34.025 | 150mm dia, 245m3/hr | T33.34_ELE_Fans | No
B | HPM_R621/8A | EXHAUST FAN 150MM HEAVY DUTY | 1 | No | =GetRate("ELE",$A1,2) | 1 | =PRODUCT(C1*E1,F1) | =G1
B |  | Trade price, no discount, use for HPM prices | =GetValue("Discount Trade NIL",3) | % | =SubTotal(G1:G1) | 1 | =PRODUCT(C2*E2,F2) | =G2
B | HPM_R621/6D | WALL KIT ONLY 150MM EXHAUST FANS | 1 | No | =GetRate("ELE",$A3,2) | 1 | =PRODUCT(C3*E3,F3) | =G3
B |  | Electrical Fitting Discount | =GetValue("Discount ELE Fitting",3) | % | =SubTotal(G3:G3) | 1 | =PRODUCT(C4*E4,F4) | =G4
B |  | PDL 144 plastic flush box_General accessories | 1 | No | 0 | 1
B |  | Electrical Fitting Discount | =GetValue("Discount ELE Fitting",3) | % | =SubTotal(G5:G5) | 1 | =PRODUCT(C6*E6,F6) | =G6
B |  | Electrical Waste and Fixings | =GetValue("Waste 7.5%",3) | % | =SubTotal(G5:G6) | 1 | =PRODUCT(C7*E7,F7) | =G7
B | Electrician | Labour, ref A1 | 1 | hrs | =GetRate("LAB1",$A8,2) | 1 | =PRODUCT(C8*E8,F8) | =G8
B | Electrician | Labour, ref A4 | 1 | hrs | =GetRate("LAB1",$A9,2) | 1 | =PRODUCT(C9*E9,F9) | =G9
B |  | Margin | =GetValue("Builders margin",3) | % | =SubTotal(G1:G9) | 1 | =PRODUCT(C10*E10,F10) | =G10
I | T33.34.028 | <b>Exhaust Fan,</b> window mounted | T33.34_ELE_Fans
I | T33.34.031 | 100mm dia, 88m3/hr | T33.34_ELE_Fans | No
B | HPM_R621/4S | 100MM LOW PROFILE EXHAUST FAN | 1 | No | =GetRate("ELE",$A1,2) | 1 | =PRODUCT(C1*E1,F1) | =G1
B |  | Trade price, no discount, use for HPM prices | =GetValue("Discount Trade NIL",3) | % | =SubTotal(G1:G1) | 1 | =PRODUCT(C2*E2,F2) | =G2
B | HPM_R621/4WA | WINDOW KIT ONLY 100MM EXHAUST FAN | 1 | No | =GetRate("ELE",$A3,2) | 1 | =PRODUCT(C3*E3,F3) | =G3
B |  | Electrical Fitting Discount | =GetValue("Discount ELE Fitting",3) | % | =SubTotal(G3:G3) | 1 | =PRODUCT(C4*E4,F4) | =G4
B |  | PDL 144 plastic flush box_General accessories | 1 | No | 0 | 1
B |  | Electrical Fitting Discount | =GetValue("Discount ELE Fitting",3) | % | =SubTotal(G5:G5) | 1 | =PRODUCT(C6*E6,F6) | =G6
B |  | Electrical Waste and Fixings | =GetValue("Waste 7.5%",3) | % | =SubTotal(G5:G6) | 1 | =PRODUCT(C7*E7,F7) | =G7
B | Electrician | Labour, ref A1 | 1 | hrs | =GetRate("LAB1",$A8,2) | 1 | =PRODUCT(C8*E8,F8) | =G8
B | Electrician | Labour, ref A4 | 0.5 | hrs | =GetRate("LAB1",$A9,2) | 1 | =PRODUCT(C9*E9,F9) | =G9
B |  | Margin | =GetValue("Builders margin",3) | % | =SubTotal(G1:G9) | 1 | =PRODUCT(C10*E10,F10) | =G10
I | T33.34.034 | 150mm dia, 245m3/hr | T33.34_ELE_Fans | No
B | HPM_R621/8A | EXHAUST FAN 150MM HEAVY DUTY | 1 | No | =GetRate("ELE",$A1,2) | 1 | =PRODUCT(C1*E1,F1) | =G1
B |  | Trade price, no discount, use for HPM prices | =GetValue("Discount Trade NIL",3) | % | =SubTotal(G1:G1) | 1 | =PRODUCT(C2*E2,F2) | =G2
B | HPM_R621/6W | **WINDOW KIT 150MM (6") SUITS R621/7 | 1 | No | =GetRate("ELE",$A3,2) | 1 | =PRODUCT(C3*E3,F3) | =G3
B |  | Electrical Fitting Discount | =GetValue("Discount ELE Fitting",3) | % | =SubTotal(G3:G3) | 1 | =PRODUCT(C4*E4,F4) | =G4
B |  | PDL 144 plastic flush box_General accessories | 1 | No | 0 | 1
B |  | Electrical Fitting Discount | =GetValue("Discount ELE Fitting",3) | % | =SubTotal(G5:G5) | 1 | =PRODUCT(C6*E6,F6) | =G6
B |  | Electrical Waste and Fixings | =GetValue("Waste 7.5%",3) | % | =SubTotal(G5:G6) | 1 | =PRODUCT(C7*E7,F7) | =G7
B | Electrician | Labour, ref A1 | 1 | hrs | =GetRate("LAB1",$A8,2) | 1 | =PRODUCT(C8*E8,F8) | =G8
B | Electrician | Labour, ref A4 | 0.5 | hrs | =GetRate("LAB1",$A9,2) | 1 | =PRODUCT(C9*E9,F9) | =G9
B |  | Margin | =GetValue("Builders margin",3) | % | =SubTotal(G1:G9) | 1 | =PRODUCT(C10*E10,F10) | =G10
I | T33.34.037 | <b>Centrifugal In-line Fan,</b> mounted in ductwork | T33.34_ELE_Fans
I | T33.34.040 | 100mm in-line exhaust fan, 350m3/hr | T33.34_ELE_Fans | No | 0
I | T33.34.043 | 150mm in-line exhaust fan, 700m3/hr | T33.34_ELE_Fans | No | 0
I | T33.34.046 | 200mm in-line exhaust fan, 900m3/hr | T33.34_ELE_Fans | No | 0
I | T33.34.049 | 250mm in-line exhaust fan, 1150m3/hr | T33.34_ELE_Fans | No | 0
I | T33.34.052 | 315mm in-line exhaust fan, 1350m3/hr | T33.34_ELE_Fans | No | 0
I | T33.34.055 | <b>Centrifugal In-line Fan,</b> mounted in ductwork | T33.34_ELE_Fans
I | T33.34.058 | 100mm in-line exhaust fan, 350m3/hr | T33.34_ELE_Fans | No
B | PFAN_ILC100 | Pacific Fans Inline Centrifugal Fan 100mm dia 350m2/hr | 1 | No | =GetRate("ELE",$A1,2) | 1 | =PRODUCT(C1*E1,F1) | =G1
B |  | Trade price, no discount, use for HPM prices | =GetValue("Discount Trade NIL",3) | % | =SubTotal(G1:G1) | 1 | =PRODUCT(C2*E2,F2) | =G2
B |  |  | 1 | No | 0 | 1
B |  | Electrical Fitting Discount | =GetValue("Discount ELE Fitting",3) | % | =SubTotal(G3:G3) | 1 | =PRODUCT(C4*E4,F4) | =G4
B |  | PDL 144 plastic flush box_General accessories | 1 | No | 0 | 1
B |  | Electrical Fitting Discount | =GetValue("Discount ELE Fitting",3) | % | =SubTotal(G5:G5) | 1 | =PRODUCT(C6*E6,F6) | =G6
B |  | Electrical Waste and Fixings | =GetValue("Waste 7.5%",3) | % | =SubTotal(G5:G6) | 1 | =PRODUCT(C7*E7,F7) | =G7
B | Electrician | Labour, ref A1 | 0.75 | hrs | =GetRate("LAB1",$A8,2) | 1 | =PRODUCT(C8*E8,F8) | =G8
B |  | Margin | =GetValue("Builders margin",3) | % | =SubTotal(G1:G8) | 1 | =PRODUCT(C9*E9,F9) | =G9
I | T33.34.061 | 150mm in-line exhaust fan, 700m3/hr | T33.34_ELE_Fans | No
B | PFAN_ILC150 | Pacific Fans Inline Centrifugal Fan 150mm dia 700m2/hr | 1 | No | =GetRate("ELE",$A1,2) | 1 | =PRODUCT(C1*E1,F1) | =G1
B |  | Trade price, no discount, use for HPM prices | =GetValue("Discount Trade NIL",3) | % | =SubTotal(G1:G1) | 1 | =PRODUCT(C2*E2,F2) | =G2
B |  |  | 1 | No | 0 | 1
B |  | Electrical Fitting Discount | =GetValue("Discount ELE Fitting",3) | % | =SubTotal(G3:G3) | 1 | =PRODUCT(C4*E4,F4) | =G4
B |  | PDL 144 plastic flush box_General accessories | 1 | No | 0 | 1
B |  | Electrical Fitting Discount | =GetValue("Discount ELE Fitting",3) | % | =SubTotal(G5:G5) | 1 | =PRODUCT(C6*E6,F6) | =G6
B |  | Electrical Waste and Fixings | =GetValue("Waste 7.5%",3) | % | =SubTotal(G5:G6) | 1 | =PRODUCT(C7*E7,F7) | =G7
B | Electrician | Labour, ref A1 | 1 | hrs | =GetRate("LAB1",$A8,2) | 1 | =PRODUCT(C8*E8,F8) | =G8
B |  | Margin | =GetValue("Builders margin",3) | % | =SubTotal(G1:G8) | 1 | =PRODUCT(C9*E9,F9) | =G9
I | T33.34.064 | 200mm in-line exhaust fan, 900m3/hr | T33.34_ELE_Fans | No
B | PFAN_ILC200 | Pacific Fans Inline Centrifugal Fan 200mm dia 900m2/hr | 1 | No | =GetRate("ELE",$A1,2) | 1 | =PRODUCT(C1*E1,F1) | =G1
B |  | Trade price, no discount, use for HPM prices | =GetValue("Discount Trade NIL",3) | % | =SubTotal(G1:G1) | 1 | =PRODUCT(C2*E2,F2) | =G2
B |  |  | 1 | No | 0 | 1
B |  | Electrical Fitting Discount | =GetValue("Discount ELE Fitting",3) | % | =SubTotal(G3:G3) | 1 | =PRODUCT(C4*E4,F4) | =G4
B |  | PDL 144 plastic flush box_General accessories | 1 | No | 0 | 1
B |  | Electrical Fitting Discount | =GetValue("Discount ELE Fitting",3) | % | =SubTotal(G5:G5) | 1 | =PRODUCT(C6*E6,F6) | =G6
B |  | Electrical Waste and Fixings | =GetValue("Waste 7.5%",3) | % | =SubTotal(G5:G6) | 1 | =PRODUCT(C7*E7,F7) | =G7
B | Electrician | Labour, ref A1 | 2 | hrs | =GetRate("LAB1",$A8,2) | 1 | =PRODUCT(C8*E8,F8) | =G8
B |  | Margin | =GetValue("Builders margin",3) | % | =SubTotal(G1:G8) | 1 | =PRODUCT(C9*E9,F9) | =G9
I | T33.34.067 | 250mm in-line exhaust fan, 1150m3/hr | T33.34_ELE_Fans | No
I | T33.34.070 | 315mm in-line exhaust fan, 1350m3/hr | T33.34_ELE_Fans | No
I | T33.34.073 | <b>Ceiling sweep fan</b> | T33.34_ELE_Fans
I | T33.34.076 | 900mm reversible, white blades | T33.34_ELE_Fans | No
B | HPM_WATCF9 | CEILING SWEEP FAN 900MM REVERSIBLE | 1 | No | =GetRate("ELE",$A1,2) | 1 | =PRODUCT(C1*E1,F1) | =G1
B |  | Trade price, no discount, use for HPM prices | =GetValue("Discount Trade NIL",3) | % | =SubTotal(G1:G1) | 1 | =PRODUCT(C2*E2,F2) | =G2
B |  |  | 1 | No | 0 | 1
B |  | Electrical Fitting Discount | =GetValue("Discount ELE Fitting",3) | % | =SubTotal(G3:G3) | 1 | =PRODUCT(C4*E4,F4) | =G4
B |  | PDL 144 plastic flush box_General accessories | 1 | No | 0 | 1
B |  | Electrical Fitting Discount | =GetValue("Discount ELE Fitting",3) | % | =SubTotal(G5:G5) | 1 | =PRODUCT(C6*E6,F6) | =G6
B |  | Electrical Waste and Fixings | =GetValue("Waste 7.5%",3) | % | =SubTotal(G5:G6) | 1 | =PRODUCT(C7*E7,F7) | =G7
B | Electrician | Labour, ref A1 | 2 | hrs | =GetRate("LAB1",$A8,2) | 1 | =PRODUCT(C8*E8,F8) | =G8
B |  | Margin | =GetValue("Builders margin",3) | % | =SubTotal(G1:G8) | 1 | =PRODUCT(C9*E9,F9) | =G9
I | T33.34.079 | 1200mm reversible, white blades | T33.34_ELE_Fans | No
B | HPM_WATCF12 | CEILING SWEEP FAN 1200MM | 1 | No | =GetRate("ELE",$A1,2) | 1 | =PRODUCT(C1*E1,F1) | =G1
B |  | Trade price, no discount, use for HPM prices | =GetValue("Discount Trade NIL",3) | % | =SubTotal(G1:G1) | 1 | =PRODUCT(C2*E2,F2) | =G2
B |  |  | 1 | No | 0 | 1
B |  | Electrical Fitting Discount | =GetValue("Discount ELE Fitting",3) | % | =SubTotal(G3:G3) | 1 | =PRODUCT(C4*E4,F4) | =G4
B |  | PDL 144 plastic flush box_General accessories | 1 | No | 0 | 1
B |  | Electrical Fitting Discount | =GetValue("Discount ELE Fitting",3) | % | =SubTotal(G5:G5) | 1 | =PRODUCT(C6*E6,F6) | =G6
B |  | Electrical Waste and Fixings | =GetValue("Waste 7.5%",3) | % | =SubTotal(G5:G6) | 1 | =PRODUCT(C7*E7,F7) | =G7
B | Electrician | Labour, ref A1 | 2 | hrs | =GetRate("LAB1",$A8,2) | 1 | =PRODUCT(C8*E8,F8) | =G8
B |  | Margin | =GetValue("Builders margin",3) | % | =SubTotal(G1:G8) | 1 | =PRODUCT(C9*E9,F9) | =G9
I | T33.34.082 | 1400mm reversible, white blades | T33.34_ELE_Fans | No
B | HPM_WATCF13AW | CEILING SWEEP FAN 4 BLADE 1300mm | 1 | No | =GetRate("ELE",$A1,2) | 1 | =PRODUCT(C1*E1,F1) | =G1
B |  | Trade price, no discount, use for HPM prices | =GetValue("Discount Trade NIL",3) | % | =SubTotal(G1:G1) | 1 | =PRODUCT(C2*E2,F2) | =G2
B |  |  | 1 | No | 0 | 1
B |  | Electrical Fitting Discount | =GetValue("Discount ELE Fitting",3) | % | =SubTotal(G3:G3) | 1 | =PRODUCT(C4*E4,F4) | =G4
B |  | PDL 144 plastic flush box_General accessories | 1 | No | 0 | 1
B |  | Electrical Fitting Discount | =GetValue("Discount ELE Fitting",3) | % | =SubTotal(G5:G5) | 1 | =PRODUCT(C6*E6,F6) | =G6
B |  | Electrical Waste and Fixings | =GetValue("Waste 7.5%",3) | % | =SubTotal(G5:G6) | 1 | =PRODUCT(C7*E7,F7) | =G7
B | Electrician | Labour, ref A1 | 2 | hrs | =GetRate("LAB1",$A8,2) | 1 | =PRODUCT(C8*E8,F8) | =G8
B |  | Margin | =GetValue("Builders margin",3) | % | =SubTotal(G1:G8) | 1 | =PRODUCT(C9*E9,F9) | =G9
I | T33.34.085 | <b>Add</b> extra for | T33.34_ELE_Fans
I | T33.34.088 | Ductwork, controls and control switches, wiring | T33.34_ELE_Fans
I | T33.35.001 | Control Equipment | T33.35_ELE_Control Equipment
I | T33.35.004 | <b>Time switch</b> | T33.35_ELE_Control Equipment
I | T33.35.007 | Analogue | T33.35_ELE_Control Equipment | No | 218.6531
I | T33.35.010 | Digital | T33.35_ELE_Control Equipment | No | 306.1144
I | T33.35.013 | <b>Hour meter,</b> 5+1 digit | T33.35_ELE_Control Equipment | No | 240.5184
I | T33.35.016 | <b>kWHr meter,</b> 5+1 digit | T33.35_ELE_Control Equipment | No | 830.8818
I | T33.35.019 | <b>Contactors</b> | T33.35_ELE_Control Equipment
I | T33.35.022 | 240V 20A 1 Pole | T33.35_ELE_Control Equipment | No | 156.337
I | T33.35.025 | 415V 25A 3 Pole | T33.35_ELE_Control Equipment | No | 295.1817
I | T33.35.028 | 690V 9A 3 Pole | T33.35_ELE_Control Equipment | No
B | BREM_C544330 | DILM9-01(230V50/60HZ) CONTACTOR | 1 | No | =GetRate("ELE",$A1,2) | 1 | =PRODUCT(C1*E1,F1) | =G1
B |  | 25% discount | =GetValue("Discount ELE General",3) | % | =SubTotal(G1:G1) | 1 | =PRODUCT(C2*E2,F2) | =G2
B |  | Electrical Waste and Fixings | =GetValue("Waste 7.5%",3) | % | =SubTotal(G1:G2) | 1 | =PRODUCT(C3*E3,F3) | =G3
B | Electrician | Labour, ref A1 | 1 | hrs | =GetRate("LAB1",$A4,2) | 1 | =PRODUCT(C4*E4,F4) | =G4
B |  | Margin | =GetValue("Builders margin",3) | % | =SubTotal(G1:G4) | 1 | =PRODUCT(C5*E5,F5) | =G5
I | T33.35.031 | 690V 12A 3 Pole | T33.35_ELE_Control Equipment | No
B | BREM_C544530 | DILM12-01(230V50/60HZ) CONTACTOR | 1 | No | =GetRate("ELE",$A1,2) | 1 | =PRODUCT(C1*E1,F1) | =G1
B |  | 25% discount | =GetValue("Discount ELE General",3) | % | =SubTotal(G1:G1) | 1 | =PRODUCT(C2*E2,F2) | =G2
B |  | Electrical Waste and Fixings | =GetValue("Waste 7.5%",3) | % | =SubTotal(G1:G2) | 1 | =PRODUCT(C3*E3,F3) | =G3
B | Electrician | Labour, ref A1 | 1 | hrs | =GetRate("LAB1",$A4,2) | 1 | =PRODUCT(C4*E4,F4) | =G4
B |  | Margin | =GetValue("Builders margin",3) | % | =SubTotal(G1:G4) | 1 | =PRODUCT(C5*E5,F5) | =G5
I | T33.35.034 | 690V 15A 3 Pole | T33.35_ELE_Control Equipment | No
B | BREM_C544594 | DILM15-01(230V50/60HZ) CONTACTOR | 1 | No | =GetRate("ELE",$A1,2) | 1 | =PRODUCT(C1*E1,F1) | =G1
B |  | 25% discount | =GetValue("Discount ELE General",3) | % | =SubTotal(G1:G1) | 1 | =PRODUCT(C2*E2,F2) | =G2
B |  | Electrical Waste and Fixings | =GetValue("Waste 7.5%",3) | % | =SubTotal(G1:G2) | 1 | =PRODUCT(C3*E3,F3) | =G3
B | Electrician | Labour, ref A1 | 1 | hrs | =GetRate("LAB1",$A4,2) | 1 | =PRODUCT(C4*E4,F4) | =G4
B |  | Margin | =GetValue("Builders margin",3) | % | =SubTotal(G1:G4) | 1 | =PRODUCT(C5*E5,F5) | =G5
I | T33.35.037 | 690V 20A 3 Pole | T33.35_ELE_Control Equipment | No
B | BREM_C544594 | DILM15-01(230V50/60HZ) CONTACTOR | 1 | No | =GetRate("ELE",$A1,2) | 1 | =PRODUCT(C1*E1,F1) | =G1
B |  | 25% discount | =GetValue("Discount ELE General",3) | % | =SubTotal(G1:G1) | 1 | =PRODUCT(C2*E2,F2) | =G2
B |  | Electrical Waste and Fixings | =GetValue("Waste 7.5%",3) | % | =SubTotal(G1:G2) | 1 | =PRODUCT(C3*E3,F3) | =G3
B | Electrician | Labour, ref A1 | 1 | hrs | =GetRate("LAB1",$A4,2) | 1 | =PRODUCT(C4*E4,F4) | =G4
B |  | Margin | =GetValue("Builders margin",3) | % | =SubTotal(G1:G4) | 1 | =PRODUCT(C5*E5,F5) | =G5
I | T33.35.040 | 690V 25A 3 Pole | T33.35_ELE_Control Equipment | No
B | BREM_C544930 | DILM25-01(230V50/60HZ) CONTACTOR | 1 | No | =GetRate("ELE",$A1,2) | 1 | =PRODUCT(C1*E1,F1) | =G1
B |  | 25% discount | =GetValue("Discount ELE General",3) | % | =SubTotal(G1:G1) | 1 | =PRODUCT(C2*E2,F2) | =G2
B |  | Electrical Waste and Fixings | =GetValue("Waste 7.5%",3) | % | =SubTotal(G1:G2) | 1 | =PRODUCT(C3*E3,F3) | =G3
B | Electrician | Labour, ref A1 | 1 | hrs | =GetRate("LAB1",$A4,2) | 1 | =PRODUCT(C4*E4,F4) | =G4
B |  | Margin | =GetValue("Builders margin",3) | % | =SubTotal(G1:G4) | 1 | =PRODUCT(C5*E5,F5) | =G5
I | T33.35.043 | 690V 32A 3 Pole | T33.35_ELE_Control Equipment | No
B | BREM_C545130 | DILM32-01(230V50/60HZ) CONTACTOR | 1 | No | =GetRate("ELE",$A1,2) | 1 | =PRODUCT(C1*E1,F1) | =G1
B |  | 25% discount | =GetValue("Discount ELE General",3) | % | =SubTotal(G1:G1) | 1 | =PRODUCT(C2*E2,F2) | =G2
B |  | Electrical Waste and Fixings | =GetValue("Waste 7.5%",3) | % | =SubTotal(G1:G2) | 1 | =PRODUCT(C3*E3,F3) | =G3
B | Electrician | Labour, ref A1 | 1 | hrs | =GetRate("LAB1",$A4,2) | 1 | =PRODUCT(C4*E4,F4) | =G4
B |  | Margin | =GetValue("Builders margin",3) | % | =SubTotal(G1:G4) | 1 | =PRODUCT(C5*E5,F5) | =G5
I | T33.35.046 | 690V 40A 3 Pole | T33.35_ELE_Control Equipment | No
B | BREM_C545230 | DILM40(230V50/60HZ) CONTACTOR | 1 | No | =GetRate("ELE",$A1,2) | 1 | =PRODUCT(C1*E1,F1) | =G1
B |  | 25% discount | =GetValue("Discount ELE General",3) | % | =SubTotal(G1:G1) | 1 | =PRODUCT(C2*E2,F2) | =G2
B |  | Electrical Waste and Fixings | =GetValue("Waste 7.5%",3) | % | =SubTotal(G1:G2) | 1 | =PRODUCT(C3*E3,F3) | =G3
B | Electrician | Labour, ref A1 | 1 | hrs | =GetRate("LAB1",$A4,2) | 1 | =PRODUCT(C4*E4,F4) | =G4
B |  | Margin | =GetValue("Builders margin",3) | % | =SubTotal(G1:G4) | 1 | =PRODUCT(C5*E5,F5) | =G5
I | T33.35.049 | 690V 50A 3 Pole | T33.35_ELE_Control Equipment | No
B | BREM_C545330 | DILM50(230V50/60HZ) CONTACTOR | 1 | No | =GetRate("ELE",$A1,2) | 1 | =PRODUCT(C1*E1,F1) | =G1
B |  | 25% discount | =GetValue("Discount ELE General",3) | % | =SubTotal(G1:G1) | 1 | =PRODUCT(C2*E2,F2) | =G2
B |  | Electrical Waste and Fixings | =GetValue("Waste 7.5%",3) | % | =SubTotal(G1:G2) | 1 | =PRODUCT(C3*E3,F3) | =G3
B | Electrician | Labour, ref A1 | 1 | hrs | =GetRate("LAB1",$A4,2) | 1 | =PRODUCT(C4*E4,F4) | =G4
B |  | Margin | =GetValue("Builders margin",3) | % | =SubTotal(G1:G4) | 1 | =PRODUCT(C5*E5,F5) | =G5
I | T33.35.052 | 690V 65A 3 Pole | T33.35_ELE_Control Equipment | No
B | BREM_C545430 | DILM65(230V50/60HZ) CONTACTOR | 1 | No | =GetRate("ELE",$A1,2) | 1 | =PRODUCT(C1*E1,F1) | =G1
B |  | 25% discount | =GetValue("Discount ELE General",3) | % | =SubTotal(G1:G1) | 1 | =PRODUCT(C2*E2,F2) | =G2
B |  | Electrical Waste and Fixings | =GetValue("Waste 7.5%",3) | % | =SubTotal(G1:G2) | 1 | =PRODUCT(C3*E3,F3) | =G3
B | Electrician | Labour, ref A1 | 1 | hrs | =GetRate("LAB1",$A4,2) | 1 | =PRODUCT(C4*E4,F4) | =G4
B |  | Margin | =GetValue("Builders margin",3) | % | =SubTotal(G1:G4) | 1 | =PRODUCT(C5*E5,F5) | =G5
I | T33.35.055 | 690V 80A 3 Pole | T33.35_ELE_Control Equipment | No
B | BREM_C545530 | DILM80(230V50/60HZ) CONTACTOR | 1 | No | =GetRate("ELE",$A1,2) | 1 | =PRODUCT(C1*E1,F1) | =G1
B |  | 25% discount | =GetValue("Discount ELE General",3) | % | =SubTotal(G1:G1) | 1 | =PRODUCT(C2*E2,F2) | =G2
B |  | Electrical Waste and Fixings | =GetValue("Waste 7.5%",3) | % | =SubTotal(G1:G2) | 1 | =PRODUCT(C3*E3,F3) | =G3
B | Electrician | Labour, ref A1 | 1 | hrs | =GetRate("LAB1",$A4,2) | 1 | =PRODUCT(C4*E4,F4) | =G4
B |  | Margin | =GetValue("Builders margin",3) | % | =SubTotal(G1:G4) | 1 | =PRODUCT(C5*E5,F5) | =G5
I | T33.35.058 | 690V 95A 3 Pole | T33.35_ELE_Control Equipment | No
B | BREM_C545630 | DILM95(230V50/60HZ) CONTACTOR | 1 | No | =GetRate("ELE",$A1,2) | 1 | =PRODUCT(C1*E1,F1) | =G1
B |  | 25% discount | =GetValue("Discount ELE General",3) | % | =SubTotal(G1:G1) | 1 | =PRODUCT(C2*E2,F2) | =G2
B |  | Electrical Waste and Fixings | =GetValue("Waste 7.5%",3) | % | =SubTotal(G1:G2) | 1 | =PRODUCT(C3*E3,F3) | =G3
B | Electrician | Labour, ref A1 | 1 | hrs | =GetRate("LAB1",$A4,2) | 1 | =PRODUCT(C4*E4,F4) | =G4
B |  | Margin | =GetValue("Builders margin",3) | % | =SubTotal(G1:G4) | 1 | =PRODUCT(C5*E5,F5) | =G5
I | T33.35.061 | <b>Motor Starters,</b> D.O.L. type | T33.35_ELE_Control Equipment
I | T33.35.064 | 4kW 9A stop/reset & start | T33.35_ELE_Control Equipment | No
B | BREM_S686412 | DOL ENCLOSED BIL-SSR 4.0kw 400V | 1 | No | =GetRate("ELE",$A1,2) | 1 | =PRODUCT(C1*E1,F1) | =G1
B |  | 25% discount | =GetValue("Discount ELE General",3) | % | =SubTotal(G1:G1) | 1 | =PRODUCT(C2*E2,F2) | =G2
B |  | Electrical Waste and Fixings | =GetValue("Waste 7.5%",3) | % | =SubTotal(G1:G2) | 1 | =PRODUCT(C3*E3,F3) | =G3
B | TestComm_001 | Test and Commission | 1 | No | =GetRate("ELE",$A4,2) | 1 | =PRODUCT(C4*E4,F4) | =G4
B | Electrician | Labour, ref A1 | 1 | hrs | =GetRate("LAB1",$A5,2) | 1 | =PRODUCT(C5*E5,F5) | =G5
B | Electrician | Labour, ref A1 | 0.5 | hrs | =GetRate("LAB1",$A6,2) | 1 | =PRODUCT(C6*E6,F6) | =G6
B |  | Margin | =GetValue("Builders margin",3) | % | =SubTotal(G1:G6) | 1 | =PRODUCT(C7*E7,F7) | =G7
I | T33.35.067 | 5.5kW 9A stop/reset & start | T33.35_ELE_Control Equipment | No
B | BREM_S686422 | DOL ENCLOSED BIL-SSR 5.5kw 400V | 1 | No | =GetRate("ELE",$A1,2) | 1 | =PRODUCT(C1*E1,F1) | =G1
B |  | 25% discount | =GetValue("Discount ELE General",3) | % | =SubTotal(G1:G1) | 1 | =PRODUCT(C2*E2,F2) | =G2
B |  | Electrical Waste and Fixings | =GetValue("Waste 7.5%",3) | % | =SubTotal(G1:G2) | 1 | =PRODUCT(C3*E3,F3) | =G3
B | TestComm_001 | Test and Commission | 1 | No | =GetRate("ELE",$A4,2) | 1 | =PRODUCT(C4*E4,F4) | =G4
B | Electrician | Labour, ref A1 | 1 | hrs | =GetRate("LAB1",$A5,2) | 1 | =PRODUCT(C5*E5,F5) | =G5
B | Electrician | Labour, ref A1 | 0.5 | hrs | =GetRate("LAB1",$A6,2) | 1 | =PRODUCT(C6*E6,F6) | =G6
B |  | Margin | =GetValue("Builders margin",3) | % | =SubTotal(G1:G6) | 1 | =PRODUCT(C7*E7,F7) | =G7
I | T33.35.070 | 7.5kW 9A stop/reset & start | T33.35_ELE_Control Equipment | No
B | BREM_S686432 | DOL ENCLOSED BIL-SSR 7.5kw 400V | 1 | No | =GetRate("ELE",$A1,2) | 1 | =PRODUCT(C1*E1,F1) | =G1
B |  | 25% discount | =GetValue("Discount ELE General",3) | % | =SubTotal(G1:G1) | 1 | =PRODUCT(C2*E2,F2) | =G2
B |  | Electrical Waste and Fixings | =GetValue("Waste 7.5%",3) | % | =SubTotal(G1:G2) | 1 | =PRODUCT(C3*E3,F3) | =G3
B | TestComm_001 | Test and Commission | 1 | No | =GetRate("ELE",$A4,2) | 1 | =PRODUCT(C4*E4,F4) | =G4
B | Electrician | Labour, ref A1 | 1 | hrs | =GetRate("LAB1",$A5,2) | 1 | =PRODUCT(C5*E5,F5) | =G5
B | Electrician | Labour, ref A1 | 0.5 | hrs | =GetRate("LAB1",$A6,2) | 1 | =PRODUCT(C6*E6,F6) | =G6
B |  | Margin | =GetValue("Builders margin",3) | % | =SubTotal(G1:G6) | 1 | =PRODUCT(C7*E7,F7) | =G7
I | T33.35.073 | <b>Motor Starters,</b> automatic Star-Delta type | T33.35_ELE_Control Equipment
I | T33.35.076 | 7.5kW | T33.35_ELE_Control Equipment | No
B | BREM_S686610 | STAR DELTA UNENCLOSED 7.5KW 230v c/w O/L | 1 | No | =GetRate("ELE",$A1,2) | 1 | =PRODUCT(C1*E1,F1) | =G1
B |  | 25% discount | =GetValue("Discount ELE General",3) | % | =SubTotal(G1:G1) | 1 | =PRODUCT(C2*E2,F2) | =G2
B |  | Electrical Waste and Fixings | =GetValue("Waste 7.5%",3) | % | =SubTotal(G1:G2) | 1 | =PRODUCT(C3*E3,F3) | =G3
B | Electrician | Labour, ref A1 | 2.5 | hrs | =GetRate("LAB1",$A4,2) | 1 | =PRODUCT(C4*E4,F4) | =G4
B |  | Margin | =GetValue("Builders margin",3) | % | =SubTotal(G1:G4) | 1 | =PRODUCT(C5*E5,F5) | =G5
I | T33.35.079 | 11kW | T33.35_ELE_Control Equipment | No
B | BREM_S686620 | STAR DELTA UNENCLOSED 11KW 230v c/w OL | 1 | No | =GetRate("ELE",$A1,2) | 1 | =PRODUCT(C1*E1,F1) | =G1
B |  | 25% discount | =GetValue("Discount ELE General",3) | % | =SubTotal(G1:G1) | 1 | =PRODUCT(C2*E2,F2) | =G2
B |  | Electrical Waste and Fixings | =GetValue("Waste 7.5%",3) | % | =SubTotal(G1:G2) | 1 | =PRODUCT(C3*E3,F3) | =G3
B | Electrician | Labour, ref A1 | 2.5 | hrs | =GetRate("LAB1",$A4,2) | 1 | =PRODUCT(C4*E4,F4) | =G4
B |  | Margin | =GetValue("Builders margin",3) | % | =SubTotal(G1:G4) | 1 | =PRODUCT(C5*E5,F5) | =G5
I | T33.35.082 | 15kW | T33.35_ELE_Control Equipment | No
B | BREM_S686630 | STAR DELTA UNENCLOSED 15KW 230v c/w OL | 1 | No | =GetRate("ELE",$A1,2) | 1 | =PRODUCT(C1*E1,F1) | =G1
B |  | 25% discount | =GetValue("Discount ELE General",3) | % | =SubTotal(G1:G1) | 1 | =PRODUCT(C2*E2,F2) | =G2
B |  | Electrical Waste and Fixings | =GetValue("Waste 7.5%",3) | % | =SubTotal(G1:G2) | 1 | =PRODUCT(C3*E3,F3) | =G3
B | Electrician | Labour, ref A1 | 3 | hrs | =GetRate("LAB1",$A4,2) | 1 | =PRODUCT(C4*E4,F4) | =G4
B |  | Margin | =GetValue("Builders margin",3) | % | =SubTotal(G1:G4) | 1 | =PRODUCT(C5*E5,F5) | =G5
I | T33.35.085 | 22kW | T33.35_ELE_Control Equipment | No
B | BREM_S686640 | STAR DELTA UNENCLOSED 22KW 230v c/w O/L | 1 | No | =GetRate("ELE",$A1,2) | 1 | =PRODUCT(C1*E1,F1) | =G1
B |  | 25% discount | =GetValue("Discount ELE General",3) | % | =SubTotal(G1:G1) | 1 | =PRODUCT(C2*E2,F2) | =G2
B |  | Electrical Waste and Fixings | =GetValue("Waste 7.5%",3) | % | =SubTotal(G1:G2) | 1 | =PRODUCT(C3*E3,F3) | =G3
B | Electrician | Labour, ref A1 | 3 | hrs | =GetRate("LAB1",$A4,2) | 1 | =PRODUCT(C4*E4,F4) | =G4
B |  | Margin | =GetValue("Builders margin",3) | % | =SubTotal(G1:G4) | 1 | =PRODUCT(C5*E5,F5) | =G5
I | T33.35.088 | 30kW | T33.35_ELE_Control Equipment | No
B | BREM_S686650 | STAR DELTA UNENCLOSED 30KW 230v c/w O/L | 1 | No | =GetRate("ELE",$A1,2) | 1 | =PRODUCT(C1*E1,F1) | =G1
B |  | 25% discount | =GetValue("Discount ELE General",3) | % | =SubTotal(G1:G1) | 1 | =PRODUCT(C2*E2,F2) | =G2
B |  | Electrical Waste and Fixings | =GetValue("Waste 7.5%",3) | % | =SubTotal(G1:G2) | 1 | =PRODUCT(C3*E3,F3) | =G3
B | Electrician | Labour, ref A1 | 4 | hrs | =GetRate("LAB1",$A4,2) | 1 | =PRODUCT(C4*E4,F4) | =G4
B |  | Margin | =GetValue("Builders margin",3) | % | =SubTotal(G1:G4) | 1 | =PRODUCT(C5*E5,F5) | =G5
I | T33.35.091 | <b>Add</b> extra for metal enclosure | T33.35_ELE_Control Equipment | %
I | T33.35.094 | Electronic soft start speed control | T33.35_ELE_Control Equipment | No | 4427.7256
I | T33.35.097 | <b>Miniature Circuit Breakers, MCB</b> | T33.35_ELE_Control Equipment
I | T33.35.100 | 240V 16A-63A Single pole 4.5kA | T33.35_ELE_Control Equipment | No | 43.7306
I | T33.35.103 | 415V 6A-40A Double pole 6kA | T33.35_ELE_Control Equipment | No | 127.9121
I | T33.35.106 | 415V 50A-63A Double pole 6kA | T33.35_ELE_Control Equipment | No | 150.8706
I | T33.35.109 | 415V 6A-40A Triple pole 6kA | T33.35_ELE_Control Equipment | No | 167.2696
I | T33.35.112 | 415V 50A-63A Triple pole 4.5kA | T33.35_ELE_Control Equipment | No | 214.2801
I | T33.35.115 | <b>Residual Current Device, RCD,</b> DIN Rail mounted | T33.35_ELE_Control Equipment
I | T33.35.118 | 240V 10A-40A 10mA Single pole | T33.35_ELE_Control Equipment | No | 382.643
I | T33.35.121 | 240V 10A-40A 30mA Single pole | T33.35_ELE_Control Equipment | No | 333.446
I | T33.35.124 | 240V 25A-100A 30mA Double pole | T33.35_ELE_Control Equipment | No | 317.047
I | T33.35.127 | 415V 25A 30mA Double pole | T33.35_ELE_Control Equipment | No | 333.446
I | T33.35.130 | 415V 100A 30mA Double pole | T33.35_ELE_Control Equipment | No | 317.047
I | T33.35.133 | 415V 25A 30mA Triple pole | T33.35_ELE_Control Equipment | No | 317.047
I | T33.35.136 | 415V 100A 30mA Triple pole | T33.35_ELE_Control Equipment | No | 634.094
I | T33.36.001 | Hospital Equipment | T33.36_ELE_Hospital Equipment
I | T33.36.004 | <b>Hospital Bed Head Unit,</b> with examination light, room light, power outlets, nurse call, radio, telephone and medical gases | T33.36_ELE_Hospital Equipment | No | 3771.7662
I | T33.36.007 | Standard fascia material is stainless steel | T33.36_ELE_Hospital Equipment
I | T33.36.010 | <b>Combination RCD/MCB,</b> 10-32A Double pole 10mA | T33.36_ELE_Hospital Equipment
I | T33.36.013 | Surface mounted | T33.36_ELE_Hospital Equipment | No | 1661.7637
I | T33.36.016 | Flush mounted | T33.36_ELE_Hospital Equipment | No | 1224.4574
I | T33.36.019 | Panel mounted | T33.36_ELE_Hospital Equipment | No | 983.939
I | T33.36.022 | <b>Combination RCD/MCB and audible alarm,</b> 10-32A Double pole 10mA | T33.36_ELE_Hospital Equipment
I | T33.36.025 | Surface mounted | T33.36_ELE_Hospital Equipment | No | 1989.7433
I | T33.36.028 | Flush mounted | T33.36_ELE_Hospital Equipment | No | 1552.4371
I | T33.36.031 | Panel mounted | T33.36_ELE_Hospital Equipment | No | 1333.784
I | T33.36.034 | <b>Line Isolation and Overload Monitors, LIOM,</b> 240Vac 3.6kVA | T33.36_ELE_Hospital Equipment
I | T33.36.037 | Surface mounted | T33.36_ELE_Hospital Equipment | No | 4263.7357
I | T33.36.040 | Flush mounted | T33.36_ELE_Hospital Equipment | No | 3771.7662
I | T33.36.043 | Panel mounted | T33.36_ELE_Hospital Equipment | No | 3607.7764
I | T33.36.046 | <b>Isolation Transformers</b> | T33.36_ELE_Hospital Equipment
I | T33.36.049 | 240Vac 3.6kVA | T33.36_ELE_Hospital Equipment | No | 4263.7357
I | T33.36.052 | 240Vac 4.8kVA | T33.36_ELE_Hospital Equipment | No | 6668.92
I | T33.36.055 | <b>Equipotential Junctions</b> | T33.36_ELE_Hospital Equipment
I | T33.36.058 | Surface mount–5 tunnels, 1 line tap | T33.36_ELE_Hospital Equipment | No | 1421.2452
I | T33.36.061 | Surface mount–14 tunnels, 1 line tap | T33.36_ELE_Hospital Equipment | No | 1486.8412
I | T33.36.064 | Flush mount–5 tunnels, 1 line tap | T33.36_ELE_Hospital Equipment | No | 809.0165
I | T33.36.067 | Flush mount–14 tunnels, 1 line tap | T33.36_ELE_Hospital Equipment | No | 1049.5349
I | T33.36.070 | Panel mount–5 tunnels, 1 line tap | T33.36_ELE_Hospital Equipment | No | 655.9593
I | T33.36.073 | Panel mount–14 tunnels, 1 line tap | T33.36_ELE_Hospital Equipment | No | 809.0165
I | T33.36.076 | <b>Equipotential earth stud</b> | T33.36_ELE_Hospital Equipment | No | 382.643
I | T33.36.079 | <b>Equipotential leads</b> | T33.36_ELE_Hospital Equipment
I | T33.36.082 | 1 metre | T33.36_ELE_Hospital Equipment | No | 409.9746
I | T33.36.085 | 2 metre | T33.36_ELE_Hospital Equipment | No | 415.4409
I | T33.36.088 | 3 metre | T33.36_ELE_Hospital Equipment | No | 415.4409
I | T33.36.091 | 4 metre | T33.36_ELE_Hospital Equipment | No | 426.3736
I | T33.36.094 | 5 metre | T33.36_ELE_Hospital Equipment | No | 426.3736
I | T33.36.097 | <b>Switched Socket Outlets,</b> 10A Double pole, shutter and neon indicator | T33.36_ELE_Hospital Equipment
I | T33.36.100 | 2 outlet, surface mounted | T33.36_ELE_Hospital Equipment | No | 1180.7268
I | T33.36.103 | 4 outlet, surface mounted | T33.36_ELE_Hospital Equipment | No | 1443.1106
I | T33.36.106 | 8 outlet, surface mounted | T33.36_ELE_Hospital Equipment | No | 1705.4943
I | T33.36.109 | 2 outlet, flush mounted | T33.36_ELE_Hospital Equipment | No | 809.0165
I | T33.36.112 | 4 outlet, flush mounted | T33.36_ELE_Hospital Equipment | No | 983.939
I | T33.36.115 | 8 outlet, flush mounted | T33.36_ELE_Hospital Equipment | No | 1333.784
I | T33.36.118 | 2 outlet, panel mounted | T33.36_ELE_Hospital Equipment | No | 721.5553
I | T33.36.121 | 4 outlet, panel mounted | T33.36_ELE_Hospital Equipment | No | 940.2084
I | T33.36.124 | 8 outlet, panel mounted | T33.36_ELE_Hospital Equipment | No | 1530.5718
I | T33.36.127 | <b>Accessories</b> | T33.36_ELE_Hospital Equipment
I | T33.36.130 | Area classification sign | T33.36_ELE_Hospital Equipment | No | 464.6379
I | T33.36.133 | 240Vac Line isolation monitor tester | T33.36_ELE_Hospital Equipment | No | 1552.4371
I | T33.36.136 | 10A 10mA 2 outlet portable RCD/MCB | T33.36_ELE_Hospital Equipment | No | 830.8818
I | T33.36.139 | 10A 10mA 4 outlet portable RCD/MCB | T33.36_ELE_Hospital Equipment | No | 874.6125
I | T33.37.001 | Hospital Call Stations | T33.37_ELE_Hospital Call Stations
I | T33.37.004 | Rates include accessories, wiring and equipment | T33.37_ELE_Hospital Call Stations
I | T33.37.007 | <b>Indicator Light</b> | T33.37_ELE_Hospital Call Stations
I | T33.37.010 | Ceiling dome | T33.37_ELE_Hospital Call Stations | Point | 229.5858
I | T33.37.013 | Ceiling dome, and buzzer | T33.37_ELE_Hospital Call Stations | Point | 278.7827
I | T33.37.016 | <b>Nurse Call Button</b> | T33.37_ELE_Hospital Call Stations
I | T33.37.019 | Wall mounted | T33.37_ELE_Hospital Call Stations | Point | 278.7827
I | T33.37.022 | Pendant cord, and wall receptacle | T33.37_ELE_Hospital Call Stations | Point | 289.7154
I | T33.37.025 | <b>Bed Head Panel Call Point,</b> with two light switches, GPO, CTV outlet, nurse call receptacle and pendant cord, but excluding electrical and TV aerial circuitry | T33.37_ELE_Hospital Call Stations | Point | 830.8818
I | T33.37.028 | <b>Annunciator Panel,</b> 20 way | T33.37_ELE_Hospital Call Stations | Point | 1618.033
I | T33.38.001 | As-Built and Maintenance Manuals | T33.38_ELE_As-Built and Maintenance Manuals
I | T33.38.004 | <b>Maintenance Manual production</b> | T33.38_ELE_As-Built and Maintenance Manuals
I | T33.38.007 | Small project | T33.38_ELE_As-Built and Maintenance Manuals | No
I | T33.38.010 | Medium project | T33.38_ELE_As-Built and Maintenance Manuals | No
I | T33.38.013 | Large project | T33.38_ELE_As-Built and Maintenance Manuals | No
I | T33.38.016 | <b>As-built drawing production</b> | T33.38_ELE_As-Built and Maintenance Manuals
I | T33.38.019 | Per A3 sheet | T33.38_ELE_As-Built and Maintenance Manuals | No
I | T33.38.022 | Per A2 sheet | T33.38_ELE_As-Built and Maintenance Manuals | No
I | T33.38.025 | Per A1 sheet | T33.38_ELE_As-Built and Maintenance Manuals | No
I | T33.39.001 | Telephone/Data Reticulation Cabling | T33.39_ELE_Telephone/Data Reticulation Cabling
I | T33.39.004 | Rate includes the installation of building cable where it is not covered by the installation charge for the telephone or system, covering the cable from point of entry to cable terminal but excluding feed from cable terminal to telephone | T33.39_ELE_Telephone/Data Reticulation Cabling
I | T33.39.007 | <b>Reticulation cabling</b> | T33.39_ELE_Telephone/Data Reticulation Cabling | m2 | 9.1834
I | T33.40.001 | Telephone/Communication Systems | T33.40_ELE_Telephone/Communication Systems
I | T33.40.004 | Prices given are for installation, and exclude any allowance for rental charges | T33.40_ELE_Telephone/Communication Systems
I | T33.40.007 | Add for building reticulation cabling. | T33.40_ELE_Telephone/Communication Systems
I | T33.40.010 | <b>Standard Telephone,</b> includes exchange number, standard telephone instrument, local wiring, but excludes major lead-in cable and telephone company fees | T33.40_ELE_Telephone/Communication Systems | Sum | 590.3634
I | T33.40.013 | <b>Extension Telephone,</b> includes standard telephone and local wiring. Installation cost reduced by 25% if installed at same time as other work | T33.40_ELE_Telephone/Communication Systems | Sum | 355.3113
I | T33.40.016 | <b>Small Business Systems,</b> includes local cabling, standard telephones and console, installation of system, but excludes connection of exchange line | T33.40_ELE_Telephone/Communication Systems
I | T33.40.019 | 3 lines | T33.40_ELE_Telephone/Communication Systems | Sum | 6723.5833
I | T33.40.022 | 6 lines | T33.40_ELE_Telephone/Communication Systems | Sum | 9675.4003
I | T33.40.025 | 8 lines | T33.40_ELE_Telephone/Communication Systems | Sum | 12517.8908
I | T33.40.028 | <b>PABX Systems,</b> includes installation of system and standard telephones and console but excludes building reticulation cabling and exchange lines | T33.40_ELE_Telephone/Communication Systems
I | T33.40.031 | 6 lines | T33.40_ELE_Telephone/Communication Systems | Sum | 18421.5249
I | T33.40.034 | 8 lines | T33.40_ELE_Telephone/Communication Systems | Sum | 19460.1272
I | T33.40.037 | 8 lines | T33.40_ELE_Telephone/Communication Systems | Sum | 21482.6685
I | T33.40.040 | 12 lines | T33.40_ELE_Telephone/Communication Systems | Sum | 29736.8236
I | T33.40.043 | 24 lines | T33.40_ELE_Telephone/Communication Systems | Sum | 57396.4425
I | T33.40.046 | 128 lines | T33.40_ELE_Telephone/Communication Systems | Sum | 143436.443
I | T33.40.049 | Larger systems, refer to telephone companies. | T33.40_ELE_Telephone/Communication Systems
I | T33.41.001 | Personal Paging | T33.41_ELE_Personal Paging
I | T33.41.004 | <b>Telepager Type System,</b> (metropolitan areas) | T33.41_ELE_Personal Paging
I | T33.41.007 | Pager purchase | T33.41_ELE_Personal Paging
I | T33.41.010 | Beeper belt fix type | T33.41_ELE_Personal Paging | No | 377.1766
I | T33.41.013 | Beeper pocket type | T33.41_ELE_Personal Paging | No | 393.5756
I | T33.41.016 | Silent alert pocket type | T33.41_ELE_Personal Paging | No | 393.5756
I | T33.41.019 | Alpha/numeric display | T33.41_ELE_Personal Paging | No | 497.4358
I | T33.41.022 | Pager rental, Pagers as previous item | T33.41_ELE_Personal Paging | Year | 165.0831
I | T33.41.025 | <b>Radio Type Private System</b> | T33.41_ELE_Personal Paging |  | 1.0933
I | T33.41.028 | Pocket pager purchase | T33.41_ELE_Personal Paging
I | T33.41.031 | Digital display type | T33.41_ELE_Personal Paging | No | 590.3634
I | T33.41.034 | Voice page type | T33.41_ELE_Personal Paging | No | 1399.3799
I | T33.41.037 | Alpha/numeric display type | T33.41_ELE_Personal Paging | No | 830.8818
I | T33.41.040 | <b>Radio Type Private System (In-House Type),</b> Transmitter, encoder and antenna (range available) | T33.41_ELE_Personal Paging
I | T33.41.043 | Basic system | T33.41_ELE_Personal Paging | Sum | 6122.2872
I | T33.41.046 | PABX dial interconnect paging system | T33.41_ELE_Personal Paging | Sum | 10222.0331
I | T33.41.049 | <b>Add</b> extra for pocket pagers, purchase price as above plus approximately $400 per pager | T33.41_ELE_Personal Paging
I | T33.41.052 | “Calling service” fee is not applicable | T33.41_ELE_Personal Paging
I | T33.41.055 | Telecom interior paging transmitter fee | T33.41_ELE_Personal Paging
I | T33.41.058 | (Individual pagers do not attract a Telecom fee) | T33.41_ELE_Personal Paging | Year | 278.7827
I | T33.42.001 | Television Antenna | T33.42_ELE_Television Antenna
I | T33.42.004 | Rates include accessories, wiring and antenna | T33.42_ELE_Television Antenna
I | T33.42.007 | <b>Household Antenna,</b> (single outlet) in prime signal area | T33.42_ELE_Television Antenna | Point | 409.9746
I | T33.42.010 | <b>Master Antenna, MATV</b> | T33.42_ELE_Television Antenna
I | T33.42.013 | Household (4 points) | T33.42_ELE_Television Antenna | Point | 179.2956
I | T33.42.016 | Home units (10 to 20 points) | T33.42_ELE_Television Antenna | Point | 169.4562
I | T33.42.019 | Home units (20 to 50 points) | T33.42_ELE_Television Antenna | Point | 169.4562
I | T33.42.022 | Hospital bed (100 to 200 points) | T33.42_ELE_Television Antenna | Point | 159.6168
I | T33.42.025 | <b>Add</b> extra for pre-conduiting and power outlets where required | T33.42_ELE_Television Antenna
I | T33.42.028 | <b>75 OHM Coaxial Cable</b> drawn into conduit or fixed in roof space | T33.42_ELE_Television Antenna | m | 4.8104
I | T33.43.001 | Clocks | T33.43_ELE_Clocks
I | T33.43.004 | <b>Master Clock Controller,</b> for up to 50 clocks | T33.43_ELE_Clocks | Sum | 5193.0115
I | T33.43.007 | <b>Relay,</b> up to 50 additional clocks each relay | T33.43_ELE_Clocks | Sum | 634.094
I | T33.43.010 | <b>Slave Clock</b> | T33.43_ELE_Clocks
I | T33.43.013 | 230mm diameter | T33.43_ELE_Clocks | No | 546.6328
I | T33.43.016 | 300mm diameter | T33.43_ELE_Clocks | No | 590.3634
I | T33.43.019 | 300mm diameter, double sided, ceiling suspended | T33.43_ELE_Clocks | No | 1158.8615
I | T33.43.022 | <b>Add</b> extra for | T33.43_ELE_Clocks
I | T33.43.025 | Electrical control circuit to slave clocks | T33.43_ELE_Clocks | Point | 91.8343
I | T33.43.028 | <b>Mains Clock</b> | T33.43_ELE_Clocks
I | T33.43.031 | 230mm diameter | T33.43_ELE_Clocks | No | 322.5133
I | T33.43.034 | 300mm diameter | T33.43_ELE_Clocks | No | 366.244
I | T33.43.037 | 460mm diameter | T33.43_ELE_Clocks | No | 787.1512
I | T33.43.040 | <b>Add</b> extra for | T33.43_ELE_Clocks
I | T33.43.043 | Electrical supply circuit to mains clocks | T33.43_ELE_Clocks | Point | 79.8084
I | T33.43.046 | <b>Battery Clock</b> | T33.43_ELE_Clocks
I | T33.43.049 | 230mm diameter | T33.43_ELE_Clocks | No | 135.5649
I | T33.43.052 | 300mm diameter | T33.43_ELE_Clocks | No | 190.2282
I | T33.43.055 | 300mm diameter double sided, ceiling suspended | T33.43_ELE_Clocks | No | 787.1512
I | T33.43.058 | <b>Job Costing/Attendance Recorder</b> | T33.43_ELE_Clocks
I | T33.43.061 | Up to 30 employees | T33.43_ELE_Clocks | No | 4755.7052
I | T33.43.064 | Exceeding 30 employees | T33.43_ELE_Clocks | No | 5958.2974
I | T33.43.067 | <b>Attendance and Payroll Recorder,</b> electronic, maximum 200 employees | T33.43_ELE_Clocks | No | 7926.1754
I | T33.44.001 | EWIS: Emergency Warning | T33.44_ELE_EWIS: Emergency Warning
I | T33.44.004 | <b>Emergency Warning and Intercommunication System,</b> include accessories, wiring, master control panel, loud speakers and warden intercommunication hand phones | T33.44_ELE_EWIS: Emergency Warning
I | T33.44.007 | Minor project | T33.44_ELE_EWIS: Emergency Warning | No | 15415.0446
I | T33.44.010 | Medium project | T33.44_ELE_EWIS: Emergency Warning | No | 24981.1183
I | T33.44.013 | Major project | T33.44_ELE_EWIS: Emergency Warning | No | 39740.2035
I | T33.45.001 | Background Music | T33.45_ELE_Background Music
I | T33.45.004 | Commercial system including tape machine, amplifiers, cabling, speakers, etc. as applicable but excluding conduiting if required | T33.45_ELE_Background Music
I | T33.45.007 | Typical office/shop installation, amplifier and rising feeder, providing music to lift lobbies with facilities to allow extension to tenantable areas as required | T33.45_ELE_Background Music
I | T33.45.010 | <b>On Site Tape Machine System,</b> 12 speakers, with tape machine | T33.45_ELE_Background Music | Sum | 5357.0013
I | T33.45.013 | Hire of music tape cartridges | T33.45_ELE_Background Music | Month
I | T33.45.016 | <b>Land Line Music System,</b> 8 speakers, with ATC connection | T33.45_ELE_Background Music | Sum | 1639.8984
I | T33.45.019 | Land line, rental including Telecom charges | T33.45_ELE_Background Music | Month
I | T33.45.022 | <b>Add</b> extra for | T33.45_ELE_Background Music
I | T33.45.025 | Extend system an additional floor level | T33.45_ELE_Background Music | Sum | 453.7052
I | T33.45.028 | Additional ceiling speakers | T33.45_ELE_Background Music | No | 106.0468
I | T33.45.031 | Additional volume controls | T33.45_ELE_Background Music | No | 83.0882
I | T33.45.034 | Systems may be installed and maintained by rental agreement in lieu of purchase. A wide range of this equipment is available. | T33.45_ELE_Background Music
I | T33.46.001 | Security Systems: Intruder Alarms | T33.46_ELE_Security Systems: Intruder Alarms
I | T33.46.004 | Installation can be either local alarm or central station monitored. | T33.46_ELE_Security Systems: Intruder Alarms
I | T33.46.007 | Central station monitoring is recommended for protection of commercial and high risk residential premises. | T33.46_ELE_Security Systems: Intruder Alarms
I | T33.46.010 | Monitoring uses a dialler built into the control equipment connected to a telephone line. | T33.46_ELE_Security Systems: Intruder Alarms
I | T33.46.013 | Rates include accessories, circuits and equipment | T33.46_ELE_Security Systems: Intruder Alarms
I | T33.46.016 | Cost depends on number of zones to be protected. Each protected area should have its own detector and input zone. | T33.46_ELE_Security Systems: Intruder Alarms
I | T33.46.019 | <b>Control Panel,</b> 8 zone, installed with keypad, power supply, mains power connection, power failure battery and dialler. | T33.46_ELE_Security Systems: Intruder Alarms | Sum | 983.939
I | T33.46.022 | <b>Control panel expansion</b>, per 8 extra zones | T33.46_ELE_Security Systems: Intruder Alarms | Sum | 437.3062
I | T33.46.025 | <b>Detector,</b> passive infra red, typical range 15m, 90° angle, 100m2 coverage | T33.46_ELE_Security Systems: Intruder Alarms | No | 229.5858
I | T33.46.028 | <b>Sounder</b> | T33.46_ELE_Security Systems: Intruder Alarms
I | T33.46.031 | External, flashing light and battery | T33.46_ELE_Security Systems: Intruder Alarms | No | 426.3736
I | T33.46.034 | Internal | T33.46_ELE_Security Systems: Intruder Alarms | No | 109.3266
I | T33.46.037 | <b>Monitoring</b> | T33.46_ELE_Security Systems: Intruder Alarms
I | T33.46.040 | Initial connection, test and commission | T33.46_ELE_Security Systems: Intruder Alarms | No | 98.3939
I | T33.46.043 | Regular, cost depends on number of zones | T33.46_ELE_Security Systems: Intruder Alarms | per mth | 66.6892
I | T33.47.001 | Access Control Systems | T33.47_ELE_Access Control Systems
I | T33.47.004 | Rates include installation, cabling, testing and commissioning. | T33.47_ELE_Access Control Systems
I | T33.47.007 | Care must be taken to ensure compliance with Building Act requirements for disabled access and fire regulations. | T33.47_ELE_Access Control Systems
I | T33.47.010 | Preferred card technology is proximity. | T33.47_ELE_Access Control Systems
I | T33.47.013 | <b>Control Equipment,</b> includes power fail support battery, 8 alarm inputs, 8 auxiliary outputs, fail safe operation in event of failure of power or LAN connection. | T33.47_ELE_Access Control Systems | No | 6559.5934
I | T33.47.016 | 4-card reader unit, expandable in multiples of 4-card readers by connection to LAN. | T33.47_ELE_Access Control Systems
I | T33.47.019 | Controls 4 doors with card in/push-button out, or 2 doors with card in/card out. | T33.47_ELE_Access Control Systems
I | T33.47.022 | <b>Door Control,</b> including electric lock (mortice, strike or mag-clamp), proximity card reader and emergency exit push button | T33.47_ELE_Access Control Systems
I | T33.47.025 | Card in, free exit | T33.47_ELE_Access Control Systems | No | 2077.2046
I | T33.47.028 | Card in, card out | T33.47_ELE_Access Control Systems | No | 2733.1639
I | T33.47.031 | Access cards, proximity | T33.47_ELE_Access Control Systems | No | 10.9327
I | T33.47.034 | <b>Add</b> extra for | T33.47_ELE_Access Control Systems
I | T33.47.037 | Lift control, central station monitoring and control from PC, off-site access by dial-in modem, CCTV or HVAC interface | T33.47_ELE_Access Control Systems
I | T33.48.001 | Closed Circuit Television | T33.48_ELE_Closed Circuit Television
I | T33.48.004 | Rates include cable, installation, testing and commissioning. | T33.48_ELE_Closed Circuit Television
I | T33.48.007 |  | T33.48_ELE_Closed Circuit Television
I | T33.48.010 | <b>Camera</b> | T33.48_ELE_Closed Circuit Television
I | T33.48.018 | HDTVI 2MP cameras (bullet, turret or dome), 1080P max resolution | T33.48_ELE_Closed Circuit Television | No
B | CCTV_070 | Hikvision DS-2CE16D5T-IR, HDTVI bullet camera 1080P, 3.6mm fixed lens, Indoor/outdoor, IR | 1 | No | =GetRate("ELE",$A1,2) | 1 | =PRODUCT(C1*E1,F1) | =G1
B |  | Nil discount | =GetValue("Discount TRADE Nil",3) | % | =SubTotal(G1:G1) | 1 | =PRODUCT(C2*E2,F2) | =G2
B |  | Electrical Waste and Fixings | =GetValue("Waste 2.5%",3) | % | =SubTotal(G1:G2) | 1 | =PRODUCT(C3*E3,F3) | =G3
B | CCTV_001 | 100 metre Premium pre-terminated CCTV camera cable | 10 | m | =GetRate("ELE",$A4,2) | 1 | =PRODUCT(C4*E4,F4) | =G4
B |  | Nil discount | =GetValue("Discount TRADE Nil",3) | % | =SubTotal(G4:G4) | 1 | =PRODUCT(C5*E5,F5) | =G5
B |  | Electrical Waste and Fixings | =GetValue("Waste 2.5%",3) | % | =SubTotal(G4:G5) | 1 | =PRODUCT(C6*E6,F6) | =G6
B | Electrician | Labour | 2 | hrs | =GetRate("LAB1",$A7,2) | 1 | =PRODUCT(C7*E7,F7) | =G7
B |  | Margin | =GetValue("Builders margin",3) | % | =SubTotal(G1:G7) | 1 | =PRODUCT(C8*E8,F8) | =G8
I | T33.48.022 |  | T33.48_ELE_Closed Circuit Television | No
B | CCTV_067 | Hikvision DS-2CE16D5T-AVFIT3, HDTVI 1080P bullet camera, 2.8-12mm, EXIR | 1 | No | =GetRate("ELE",$A1,2) | 1 | =PRODUCT(C1*E1,F1) | =G1
B |  | Nil discount | =GetValue("Discount TRADE Nil",3) | % | =SubTotal(G1:G1) | 1 | =PRODUCT(C2*E2,F2) | =G2
B |  | Electrical Waste and Fixings | =GetValue("Waste 2.5%",3) | % | =SubTotal(G1:G2) | 1 | =PRODUCT(C3*E3,F3) | =G3
B | CCTV_001 | 100 metre Premium pre-terminated CCTV camera cable | 10 | m | =GetRate("ELE",$A4,2) | 1 | =PRODUCT(C4*E4,F4) | =G4
B |  | Nil discount | =GetValue("Discount TRADE Nil",3) | % | =SubTotal(G4:G4) | 1 | =PRODUCT(C5*E5,F5) | =G5
B |  | Electrical Waste and Fixings | =GetValue("Waste 2.5%",3) | % | =SubTotal(G4:G5) | 1 | =PRODUCT(C6*E6,F6) | =G6
B | Electrician | Labour | 2 | hrs | =GetRate("LAB1",$A7,2) | 1 | =PRODUCT(C7*E7,F7) | =G7
B |  | Margin | =GetValue("Builders margin",3) | % | =SubTotal(G1:G7) | 1 | =PRODUCT(C8*E8,F8) | =G8
I | T33.48.026 | 4MP IP, Network turret camera, 2.8mm lens | T33.48_ELE_Closed Circuit Television | No
B | CCTV_046 | Hikvision DS-2CD2342WD-I 4MP, EXIR turret, 2.8mm lens, 12v or PoE (802.3af) | 1 | No | =GetRate("ELE",$A1,2) | 1 | =PRODUCT(C1*E1,F1) | =G1
B |  | Nil discount | =GetValue("Discount TRADE Nil",3) | % | =SubTotal(G1:G1) | 1 | =PRODUCT(C2*E2,F2) | =G2
B |  | Electrical Waste and Fixings | =GetValue("Waste 2.5%",3) | % | =SubTotal(G1:G2) | 1 | =PRODUCT(C3*E3,F3) | =G3
B | CCTV_001 | 100 metre Premium pre-terminated CCTV camera cable | 10 | m | =GetRate("ELE",$A4,2) | 1 | =PRODUCT(C4*E4,F4) | =G4
B |  | Nil discount | =GetValue("Discount TRADE Nil",3) | % | =SubTotal(G4:G4) | 1 | =PRODUCT(C5*E5,F5) | =G5
B |  | Electrical Waste and Fixings | =GetValue("Waste 2.5%",3) | % | =SubTotal(G4:G5) | 1 | =PRODUCT(C6*E6,F6) | =G6
B | Electrician | Labour | 2 | hrs | =GetRate("LAB1",$A7,2) | 1 | =PRODUCT(C7*E7,F7) | =G7
B |  | Margin | =GetValue("Builders margin",3) | % | =SubTotal(G1:G7) | 1 | =PRODUCT(C8*E8,F8) | =G8
I | T33.48.029 | 4MP IP, Network turret camera, 4mm lens | T33.48_ELE_Closed Circuit Television | No
B | CCTV_052 | Hikvision DS-2CD2342WD-I 4MP, EXIR turret, 4mm lens, 12v or PoE (802.3af), 2688x1520 max resolution @ 20FPS, 30m (approx) EXIR smart illuminator. Supports H.264+ | 1 | No | =GetRate("ELE",$A1,2) | 1 | =PRODUCT(C1*E1,F1) | =G1
B |  | Nil discount | =GetValue("Discount TRADE Nil",3) | % | =SubTotal(G1:G1) | 1 | =PRODUCT(C2*E2,F2) | =G2
B |  | Electrical Waste and Fixings | =GetValue("Waste 2.5%",3) | % | =SubTotal(G1:G2) | 1 | =PRODUCT(C3*E3,F3) | =G3
B | CCTV_001 | 100 metre Premium pre-terminated CCTV camera cable | 10 | m | =GetRate("ELE",$A4,2) | 1 | =PRODUCT(C4*E4,F4) | =G4
B |  | Nil discount | =GetValue("Discount TRADE Nil",3) | % | =SubTotal(G4:G4) | 1 | =PRODUCT(C5*E5,F5) | =G5
B |  | Electrical Waste and Fixings | =GetValue("Waste 2.5%",3) | % | =SubTotal(G4:G5) | 1 | =PRODUCT(C6*E6,F6) | =G6
B | Electrician | Labour | 2 | hrs | =GetRate("LAB1",$A7,2) | 1 | =PRODUCT(C7*E7,F7) | =G7
B |  | Margin | =GetValue("Builders margin",3) | % | =SubTotal(G1:G7) | 1 | =PRODUCT(C8*E8,F8) | =G8
I | T33.48.036 | Covert network pin-hole camera with SD card, 1.3MP | T33.48_ELE_Closed Circuit Television | No
B | CCTV_064 | Hikvision DS-2CD6412FWD 1.3MP covert camera | 1 | No | =GetRate("ELE",$A1,2) | 1 | =PRODUCT(C1*E1,F1) | =G1
B |  | Nil discount | =GetValue("Discount TRADE Nil",3) | % | =SubTotal(G1:G1) | 1 | =PRODUCT(C2*E2,F2) | =G2
B |  | Electrical Waste and Fixings | =GetValue("Waste 2.5%",3) | % | =SubTotal(G1:G2) | 1 | =PRODUCT(C3*E3,F3) | =G3
B | CCTV_001 | 100 metre Premium pre-terminated CCTV camera cable | 10 | m | =GetRate("ELE",$A4,2) | 1 | =PRODUCT(C4*E4,F4) | =G4
B |  | Nil discount | =GetValue("Discount TRADE Nil",3) | % | =SubTotal(G4:G4) | 1 | =PRODUCT(C5*E5,F5) | =G5
B |  | Electrical Waste and Fixings | =GetValue("Waste 2.5%",3) | % | =SubTotal(G4:G5) | 1 | =PRODUCT(C6*E6,F6) | =G6
B | Electrician | Labour | 2 | hrs | =GetRate("LAB1",$A7,2) | 1 | =PRODUCT(C7*E7,F7) | =G7
B |  | Margin | =GetValue("Builders margin",3) | % | =SubTotal(G1:G7) | 1 | =PRODUCT(C8*E8,F8) | =G8
I | T33.48.039 | Vandal resistant dome camera, 4mm lens, 4MP | T33.48_ELE_Closed Circuit Television | No
B | CCTV_049 | Hikvision DS-2CD2142FWD-I, 4MP vandal dome, 4mm lens. On board SD recording up to 128GB, 12v or PoE (802.3af), 2688x1520 max resolution @ 20FPS, 30m (approx) smart illuminator, 120dB true WDR. Supports H.264+ | 1 | No | =GetRate("ELE",$A1,2) | 1 | =PRODUCT(C1*E1,F1) | =G1
B |  | Nil discount | =GetValue("Discount TRADE Nil",3) | % | =SubTotal(G1:G1) | 1 | =PRODUCT(C2*E2,F2) | =G2
B |  | Electrical Waste and Fixings | =GetValue("Waste 2.5%",3) | % | =SubTotal(G1:G2) | 1 | =PRODUCT(C3*E3,F3) | =G3
B | CCTV_001 | 100 metre Premium pre-terminated CCTV camera cable | 10 | m | =GetRate("ELE",$A4,2) | 1 | =PRODUCT(C4*E4,F4) | =G4
B |  | Nil discount | =GetValue("Discount TRADE Nil",3) | % | =SubTotal(G4:G4) | 1 | =PRODUCT(C5*E5,F5) | =G5
B |  | Electrical Waste and Fixings | =GetValue("Waste 2.5%",3) | % | =SubTotal(G4:G5) | 1 | =PRODUCT(C6*E6,F6) | =G6
B | Electrician | Labour | 2 | hrs | =GetRate("LAB1",$A7,2) | 1 | =PRODUCT(C7*E7,F7) | =G7
B |  | Margin | =GetValue("Builders margin",3) | % | =SubTotal(G1:G7) | 1 | =PRODUCT(C8*E8,F8) | =G8
I | T33.48.042 | Vandal resistant Hockypuck camera, 2.8mm lens, 4MP | T33.48_ELE_Closed Circuit Television | No
B | CCTV_055 | Hikvision DS-2CD2542FWD-I, 4MP high resolution. On board SD recording up to 128GB, 2.8mm fixed lens, 3D Digital Noise Reduction, 10m IR range (max). Onboard SD card recorder. Supports H264+ | 1 | No | =GetRate("ELE",$A1,2) | 1 | =PRODUCT(C1*E1,F1) | =G1
B |  | Nil discount | =GetValue("Discount TRADE Nil",3) | % | =SubTotal(G1:G1) | 1 | =PRODUCT(C2*E2,F2) | =G2
B |  | Electrical Waste and Fixings | =GetValue("Waste 2.5%",3) | % | =SubTotal(G1:G2) | 1 | =PRODUCT(C3*E3,F3) | =G3
B | CCTV_001 | 100 metre Premium pre-terminated CCTV camera cable | 10 | m | =GetRate("ELE",$A4,2) | 1 | =PRODUCT(C4*E4,F4) | =G4
B |  | Nil discount | =GetValue("Discount TRADE Nil",3) | % | =SubTotal(G4:G4) | 1 | =PRODUCT(C5*E5,F5) | =G5
B |  | Electrical Waste and Fixings | =GetValue("Waste 2.5%",3) | % | =SubTotal(G4:G5) | 1 | =PRODUCT(C6*E6,F6) | =G6
B | Electrician | Labour | 2 | hrs | =GetRate("LAB1",$A7,2) | 1 | =PRODUCT(C7*E7,F7) | =G7
B |  | Margin | =GetValue("Builders margin",3) | % | =SubTotal(G1:G7) | 1 | =PRODUCT(C8*E8,F8) | =G8
I | T33.48.043 | Long range number plate capture camera | T33.48_ELE_Closed Circuit Television
B | CCTV_061 | Hikvision DS-2CD4A26FWD-IZS/P 2MP Low Light ANPR IR | 1 | No | =GetRate("ELE",$A1,2) | 1 | =PRODUCT(C1*E1,F1) | =G1
B |  | Nil discount | =GetValue("Discount TRADE Nil",3) | % | =SubTotal(G1:G1) | 1 | =PRODUCT(C2*E2,F2) | =G2
B |  | Electrical Waste and Fixings | =GetValue("Waste 2.5%",3) | % | =SubTotal(G1:G2) | 1 | =PRODUCT(C3*E3,F3) | =G3
B | CCTV_001 | 100 metre Premium pre-terminated CCTV camera cable | 10 | m | =GetRate("ELE",$A4,2) | 1 | =PRODUCT(C4*E4,F4) | =G4
B |  | Nil discount | =GetValue("Discount TRADE Nil",3) | % | =SubTotal(G4:G4) | 1 | =PRODUCT(C5*E5,F5) | =G5
B |  | Electrical Waste and Fixings | =GetValue("Waste 2.5%",3) | % | =SubTotal(G4:G5) | 1 | =PRODUCT(C6*E6,F6) | =G6
B | Electrician | Labour | 2 | hrs | =GetRate("LAB1",$A7,2) | 1 | =PRODUCT(C7*E7,F7) | =G7
B |  | Margin | =GetValue("Builders margin",3) | % | =SubTotal(G1:G7) | 1 | =PRODUCT(C8*E8,F8) | =G8
I | T33.48.076 | <b>Recorder,</b> digital, costs vary greatly | T33.48_ELE_Closed Circuit Television
I | T33.48.079 | 4 channel | T33.48_ELE_Closed Circuit Television | No
B | CCTV_079 | Hikvision DS-7204HUHI-F2/N, 4 channel 3 way hybrid/HDTVI DVR, 2TB storage | 1 | No | =GetRate("ELE",$A1,2) | 1 | =PRODUCT(C1*E1,F1) | =G1
B |  | Nil discount | =GetValue("Discount TRADE Nil",3) | % | =SubTotal(G1:G1) | 1 | =PRODUCT(C2*E2,F2) | =G2
B |  | Electrical Waste and Fixings | =GetValue("Waste 2.5%",3) | % | =SubTotal(G1:G2) | 1 | =PRODUCT(C3*E3,F3) | =G3
B | CCTV_001 | 100 metre Premium pre-terminated CCTV camera cable | 10 | m | =GetRate("ELE",$A4,2) | 1 | =PRODUCT(C4*E4,F4) | =G4
B |  | Nil discount | =GetValue("Discount TRADE Nil",3) | % | =SubTotal(G4:G4) | 1 | =PRODUCT(C5*E5,F5) | =G5
B |  | Electrical Waste and Fixings | =GetValue("Waste 2.5%",3) | % | =SubTotal(G4:G5) | 1 | =PRODUCT(C6*E6,F6) | =G6
B | Electrician | Labour | 2 | hrs | =GetRate("LAB1",$A7,2) | 1 | =PRODUCT(C7*E7,F7) | =G7
B |  | Margin | =GetValue("Builders margin",3) | % | =SubTotal(G1:G7) | 1 | =PRODUCT(C8*E8,F8) | =G8
I | T33.48.080 |  | T33.48_ELE_Closed Circuit Television | No
B | CCTV_088 | Hikvision DS-7604NI-E1/4P, 4 Channel NVR, Up to 6MP recording resolution, HDMI with 4K max resolution output, 3TB storage included, 1x SATA interface (up to 4TB max), 4x PoE ports | 1 | No | =GetRate("ELE",$A1,2) | 1 | =PRODUCT(C1*E1,F1) | =G1
B |  | Nil discount | =GetValue("Discount TRADE Nil",3) | % | =SubTotal(G1:G1) | 1 | =PRODUCT(C2*E2,F2) | =G2
B |  | Electrical Waste and Fixings | =GetValue("Waste 2.5%",3) | % | =SubTotal(G1:G2) | 1 | =PRODUCT(C3*E3,F3) | =G3
B | CCTV_001 | 100 metre Premium pre-terminated CCTV camera cable | 10 | m | =GetRate("ELE",$A4,2) | 1 | =PRODUCT(C4*E4,F4) | =G4
B |  | Nil discount | =GetValue("Discount TRADE Nil",3) | % | =SubTotal(G4:G4) | 1 | =PRODUCT(C5*E5,F5) | =G5
B |  | Electrical Waste and Fixings | =GetValue("Waste 2.5%",3) | % | =SubTotal(G4:G5) | 1 | =PRODUCT(C6*E6,F6) | =G6
B | Electrician | Labour | 2 | hrs | =GetRate("LAB1",$A7,2) | 1 | =PRODUCT(C7*E7,F7) | =G7
B |  | Margin | =GetValue("Builders margin",3) | % | =SubTotal(G1:G7) | 1 | =PRODUCT(C8*E8,F8) | =G8
I | T33.48.082 | 8 channel | T33.48_ELE_Closed Circuit Television | No
B | CCTV_082 | Hikvision DS-7208HUHI-F2/N, 8x cameras total in any combination of: 8x analog or HDTVI inc up to 2x IP, 3TB storage, HDMI & VGA output, 2x SATA | 1 | No | =GetRate("ELE",$A1,2) | 1 | =PRODUCT(C1*E1,F1) | =G1
B |  | Nil discount | =GetValue("Discount TRADE Nil",3) | % | =SubTotal(G1:G1) | 1 | =PRODUCT(C2*E2,F2) | =G2
B |  | Electrical Waste and Fixings | =GetValue("Waste 2.5%",3) | % | =SubTotal(G1:G2) | 1 | =PRODUCT(C3*E3,F3) | =G3
B | CCTV_001 | 100 metre Premium pre-terminated CCTV camera cable | 10 | m | =GetRate("ELE",$A4,2) | 1 | =PRODUCT(C4*E4,F4) | =G4
B |  | Nil discount | =GetValue("Discount TRADE Nil",3) | % | =SubTotal(G4:G4) | 1 | =PRODUCT(C5*E5,F5) | =G5
B |  | Electrical Waste and Fixings | =GetValue("Waste 2.5%",3) | % | =SubTotal(G4:G5) | 1 | =PRODUCT(C6*E6,F6) | =G6
B | Electrician | Labour | 2 | hrs | =GetRate("LAB1",$A7,2) | 1 | =PRODUCT(C7*E7,F7) | =G7
B |  | Margin | =GetValue("Builders margin",3) | % | =SubTotal(G1:G7) | 1 | =PRODUCT(C8*E8,F8) | =G8
I | T33.48.083 |  | T33.48_ELE_Closed Circuit Television | No
B | CCTV_091 | Hikvision DS-7608NI-I2/8P, 8 Channel NVR | 1 | No | =GetRate("ELE",$A1,2) | 1 | =PRODUCT(C1*E1,F1) | =G1
B |  | Nil discount | =GetValue("Discount TRADE Nil",3) | % | =SubTotal(G1:G1) | 1 | =PRODUCT(C2*E2,F2) | =G2
B |  | Electrical Waste and Fixings | =GetValue("Waste 2.5%",3) | % | =SubTotal(G1:G2) | 1 | =PRODUCT(C3*E3,F3) | =G3
B | CCTV_001 | 100 metre Premium pre-terminated CCTV camera cable | 10 | m | =GetRate("ELE",$A4,2) | 1 | =PRODUCT(C4*E4,F4) | =G4
B |  | Nil discount | =GetValue("Discount TRADE Nil",3) | % | =SubTotal(G4:G4) | 1 | =PRODUCT(C5*E5,F5) | =G5
B |  | Electrical Waste and Fixings | =GetValue("Waste 2.5%",3) | % | =SubTotal(G4:G5) | 1 | =PRODUCT(C6*E6,F6) | =G6
B | Electrician | Labour | 2 | hrs | =GetRate("LAB1",$A7,2) | 1 | =PRODUCT(C7*E7,F7) | =G7
B |  | Margin | =GetValue("Builders margin",3) | % | =SubTotal(G1:G7) | 1 | =PRODUCT(C8*E8,F8) | =G8
I | T33.48.085 | 16 channel | T33.48_ELE_Closed Circuit Television | No
B | CCTV_094 | Hikvision DS-7716NI-I4/16P, 16 Channel NVR with 16 PoE & 3Tb | 1 | No | =GetRate("ELE",$A1,2) | 1 | =PRODUCT(C1*E1,F1) | =G1
B |  | Nil discount | =GetValue("Discount TRADE Nil",3) | % | =SubTotal(G1:G1) | 1 | =PRODUCT(C2*E2,F2) | =G2
B |  | Electrical Waste and Fixings | =GetValue("Waste 2.5%",3) | % | =SubTotal(G1:G2) | 1 | =PRODUCT(C3*E3,F3) | =G3
B | CCTV_001 | 100 metre Premium pre-terminated CCTV camera cable | 10 | m | =GetRate("ELE",$A4,2) | 1 | =PRODUCT(C4*E4,F4) | =G4
B |  | Nil discount | =GetValue("Discount TRADE Nil",3) | % | =SubTotal(G4:G4) | 1 | =PRODUCT(C5*E5,F5) | =G5
B |  | Electrical Waste and Fixings | =GetValue("Waste 2.5%",3) | % | =SubTotal(G4:G5) | 1 | =PRODUCT(C6*E6,F6) | =G6
B | Electrician | Labour | 2 | hrs | =GetRate("LAB1",$A7,2) | 1 | =PRODUCT(C7*E7,F7) | =G7
B |  | Margin | =GetValue("Builders margin",3) | % | =SubTotal(G1:G7) | 1 | =PRODUCT(C8*E8,F8) | =G8
I | T33.48.090 | 32 channel | T33.48_ELE_Closed Circuit Television | No
B | CCTV_097 | Hikvision DS-7732NI-I4/16P, 32 Channel NVR with 16x PoE, 3Tb storage, HDMI (up to 4K) & VGA output, 4x SATA interfaces | 1 | No | =GetRate("ELE",$A1,2) | 1 | =PRODUCT(C1*E1,F1) | =G1
B |  | Nil discount | =GetValue("Discount TRADE Nil",3) | % | =SubTotal(G1:G1) | 1 | =PRODUCT(C2*E2,F2) | =G2
B |  | Electrical Waste and Fixings | =GetValue("Waste 2.5%",3) | % | =SubTotal(G1:G2) | 1 | =PRODUCT(C3*E3,F3) | =G3
B | CCTV_001 | 100 metre Premium pre-terminated CCTV camera cable | 10 | m | =GetRate("ELE",$A4,2) | 1 | =PRODUCT(C4*E4,F4) | =G4
B |  | Nil discount | =GetValue("Discount TRADE Nil",3) | % | =SubTotal(G4:G4) | 1 | =PRODUCT(C5*E5,F5) | =G5
B |  | Electrical Waste and Fixings | =GetValue("Waste 2.5%",3) | % | =SubTotal(G4:G5) | 1 | =PRODUCT(C6*E6,F6) | =G6
B | Electrician | Labour | 2 | hrs | =GetRate("LAB1",$A7,2) | 1 | =PRODUCT(C7*E7,F7) | =G7
B |  | Margin | =GetValue("Builders margin",3) | % | =SubTotal(G1:G7) | 1 | =PRODUCT(C8*E8,F8) | =G8
I | T33.48.088 | Allow individual engineering and costing for: | T33.48_ELE_Closed Circuit Television
I | T33.48.091 | More complex features and controls, connection to computer network | T33.48_ELE_Closed Circuit Television
I | T33.48.094 | Last Item | T33.48_ELE_Closed Circuit Television